## FacilityEquipmentDB
<Module ID> | <Module Name> | <Facility Type Master ID> | <Facility Type Name> | <Group Master ID> | <Group Name> | <Group String Constant> | <Facility Equipment Type Master ID> | <Equipment Master ID> | <Equipment Name> | <Equipment String Constant> | <Unit Cost> | <Units per Facility Type> | <Equipment Type 2 Master ID (all equipment with the same name has the same ID here; may get used later)>
20 | Infrastructure | 1 | Health post | 1 | General | GB_stGeneral | 1 | 1 | Bowl, washing | GB_stBowlWashing | 7.18 | 1 | 68
20 | Infrastructure | 1 | Health post | 1 | General | GB_stGeneral | 1 | 2 | Bucket, swab | GB_stBucketSwab | 44.97 | 2 | 72
20 | Infrastructure | 1 | Health post | 1 | General | GB_stGeneral | 1 | 3 | Cabinet, medicine | GB_stCabinetMedicine | 179.82 | 1 | 78
20 | Infrastructure | 1 | Health post | 1 | General | GB_stGeneral | 1 | 4 | Chart, eye, Amsler grid | GB_stChartEyeAmslerGrid | 0 | 1 | 102
20 | Infrastructure | 1 | Health post | 1 | General | GB_stGeneral | 1 | 5 | Chart, eye, colour discrimination | GB_stChartEyeColourDiscrimination | 209.41 | 1 | 103
20 | Infrastructure | 1 | Health post | 1 | General | GB_stGeneral | 1 | 6 | Chart, eye, visual acuity | GB_stChartEyeVisualAcuity | 96 | 1 | 104
20 | Infrastructure | 1 | Health post | 1 | General | GB_stGeneral | 1 | 7 | Cushion, lumbar | GB_stCushionLumbar | 0 | 1 | 124
20 | Infrastructure | 1 | Health post | 1 | General | GB_stGeneral | 1 | 8 | Fluid delivery mount, general-purpose | GB_stFluidDeliveryMountGeneralPurpose | 72.61 | 1 | 196
20 | Infrastructure | 1 | Health post | 1 | General | GB_stGeneral | 1 | 9 | Footstool, conductive | GB_stFootstoolConductive | 42.63 | 1 | 200
20 | Infrastructure | 1 | Health post | 1 | General | GB_stGeneral | 1 | 10 | Forceps, sterilizer transfer | GB_stForcepsSterilizerTransfer | 20.64 | 1 | 202
20 | Infrastructure | 1 | Health post | 1 | General | GB_stGeneral | 1 | 11 | Glucose meter, self-testing | GB_stGlucoseMeterSelfTest | 400.75 | 1 | 222
20 | Infrastructure | 1 | Health post | 1 | General | GB_stGeneral | 1 | 12 | Hammer, percussion | GB_stHammerPercussion | 188.47 | 1 | 225
20 | Infrastructure | 1 | Health post | 1 | General | GB_stGeneral | 1 | 13 | Light, examination, hand-held, battery-powered | GB_stLightExaminationHandHeldBatteryPowered | 0 | 1 | 276
20 | Infrastructure | 1 | Health post | 1 | General | GB_stGeneral | 1 | 14 | Otoscope, direct | GB_stOtoscopeDirect | 300 | 1 | 331
20 | Infrastructure | 1 | Health post | 1 | General | GB_stGeneral | 1 | 15 | Patient rest, leg | GB_stNull | 0 | 1 | 353
20 | Infrastructure | 1 | Health post | 1 | General | GB_stGeneral | 1 | 16 | Patient-height measurer | GB_stPatientHeightMeasurer | 562.44 | 1 | 354
20 | Infrastructure | 1 | Health post | 1 | General | GB_stGeneral | 1 | 17 | Refrigerator, pharmacy | GB_stRefrigeratorPharmacy | 7522.92 | 1 | 406
20 | Infrastructure | 1 | Health post | 1 | General | GB_stGeneral | 1 | 18 | Scale, patient, floor | GB_stScalePatientFloor | 733.8 | 1 | 422
20 | Infrastructure | 1 | Health post | 1 | General | GB_stGeneral | 1 | 19 | Screen, bedside | GB_stScreenBedside | 195.95 | 2 | 427
20 | Infrastructure | 1 | Health post | 1 | General | GB_stGeneral | 1 | 20 | Sphygmomanometer, aneroid | GB_stSphygmomanometerAneroid | 147.35 | 1 | 448
20 | Infrastructure | 1 | Health post | 1 | General | GB_stGeneral | 1 | 21 | Sterilizer, moist heat, unwrapped device | GB_stSterilizerMoistHeatUnwrappedDevice | 49743.63 | 1 | 465
20 | Infrastructure | 1 | Health post | 1 | General | GB_stGeneral | 1 | 22 | Stethoscope, mechanical | GB_stStethoscopeMechanical | 64.08 | 2 | 467
20 | Infrastructure | 1 | Health post | 1 | General | GB_stGeneral | 1 | 23 | Stool, general-purpose | GB_stStoolGeneralPurpose | 23.1 | 1 | 470
20 | Infrastructure | 1 | Health post | 1 | General | GB_stGeneral | 1 | 24 | Stretcher, general-purpose | GB_stStretcherGeneralPurpose | 2460.53 | 1 | 478
20 | Infrastructure | 1 | Health post | 1 | General | GB_stGeneral | 1 | 25 | Table, examination/treatment, general-purpose | GB_stTableExaminationTreatGeneralPurpose | 2024.99 | 2 | 488
20 | Infrastructure | 1 | Health post | 1 | General | GB_stGeneral | 1 | 26 | Table, instrument | GB_stTableInstrument | 133.16 | 2 | 490
20 | Infrastructure | 1 | Health post | 1 | General | GB_stGeneral | 1 | 27 | Thermometer, electronic | GB_stThermometerElectronic | 389.03 | 1 | 517
20 | Infrastructure | 1 | Health post | 1 | General | GB_stGeneral | 1 | 28 | Thermometer, laboratory | GB_stThermometerLab | 58.76 | 1 | 519
20 | Infrastructure | 1 | Health post | 1 | General | GB_stGeneral | 1 | 29 | Waste disposal unit, sharp | GB_stWasteDisposalUnitSharp | 5.27 | 2 | 571
20 | Infrastructure | 1 | Health post | 1 | General | GB_stGeneral | 1 | 30 | Wheelchair, attendant driven, collapsible | GB_stWheelchairAttendantDrivenCollapsible | 268.68 | 1 | 581
20 | Infrastructure | 1 | Health post | 1 | General | GB_stGeneral | 1 | 31 | TB Laboratory Equipment-Microscopy | GB_stNull | 0 | 0 | 507
20 | Infrastructure | 1 | Health post | 1 | General | GB_stGeneral | 1 | 32 | Standard reaction tubes with O-ring, 1.5 ml, 1000 per pack | GB_stStandardReactionTubesORing15Ml1000PerPack | 177.62 | 10 | 453
20 | Infrastructure | 1 | Health post | 1 | General | GB_stGeneral | 1 | 33 | Standard reaction tubes with O-ring, 2 ml, 1000 per pack | GB_stStandardReactionTubesORing2Ml1000PerPack | 177.62 | 10 | 454
20 | Infrastructure | 1 | Health post | 1 | General | GB_stGeneral | 1 | 34 | Cryo-vial, sterile with cap, 2 ml, with outer winding; pack of 1000 | GB_stCryoVialSterileCap2MlOuterWindingPack1000 | 245.93 | 3 | 120
20 | Infrastructure | 1 | Health post | 1 | General | GB_stGeneral | 1 | 35 | Cryo-tags, sized to fit for use on cryo-tubes, rolls of 1000 | GB_stCryoTagsSizedFitUseCryoTubesRolls1000Commas | 57.38 | 3 | 119
20 | Infrastructure | 1 | Health post | 1 | General | GB_stGeneral | 1 | 36 | PCR tubes, 0.2 ml with attached caps, sterile, DNAse- RNAse-free, 1000 per pack | GB_stPcrTubes02MlAttachedCapsSterileDnaseRnaseFree1000PerPack | 116.14 | 10 | 355
20 | Infrastructure | 1 | Health post | 1 | General | GB_stGeneral | 1 | 37 | DNAse-/RNAse-free TIPS, for pipettes 0.1 - 10 �l, 10 boxes at 96 per pack | GB_stDnaseRnaseFreeTipsPipettes0110L10Boxes96PerPack | 88.81 | 10 | 151
20 | Infrastructure | 1 | Health post | 1 | General | GB_stGeneral | 1 | 38 | DNAse-/RNAse-free TIPS, for pipettes 1 - 20 �l, 10 boxes at 96 per pack | GB_stDnaseRnaseFreeTipsPipettes120L10Boxes96PerPack | 88.81 | 40 | 152
20 | Infrastructure | 1 | Health post | 1 | General | GB_stGeneral | 1 | 39 | DNAse-/RNAse-free TIPS, for pipettes 10 - 100 �l, 10 boxes at 96 per pack | GB_stDnaseRnaseFreeTipsPipettes10100L10Boxes96PerPack | 88.81 | 20 | 153
20 | Infrastructure | 1 | Health post | 1 | General | GB_stGeneral | 1 | 40 | DNAse-/RNAse-free TIPS, for pipettes 20 - 200 �l, 10 boxes at 96 per pack | GB_stDnaseRnaseFreeTipsPipettes20200L10Boxes96PerPack | 81.98 | 10 | 154
20 | Infrastructure | 1 | Health post | 1 | General | GB_stGeneral | 1 | 41 | TIPS, PE, for pipettes 0.5 - 10 �l, 1000 per pack | GB_stTipsPePipettes0510L1000PerPack | 19.13 | 10 | 529
20 | Infrastructure | 1 | Health post | 1 | General | GB_stGeneral | 1 | 42 | TIPS, PE, for pipettes 1 - 200 �l, 1000 per pack | GB_stTipsPePipettes1200L1000PerPack | 21.86 | 5 | 530
20 | Infrastructure | 1 | Health post | 1 | General | GB_stGeneral | 1 | 43 | TIPS, PE, for pipettes 100 - 1000 �l , 1000 per pack | GB_stTipsPePipettes1001000L1000PerPack | 19.13 | 5 | 531
20 | Infrastructure | 1 | Health post | 1 | General | GB_stGeneral | 1 | 44 | Pasteur-pipettes, plastic, sterile, 1.5ml, 500 per pack | GB_stPasteurPipettesPlasticSterile15Ml500PerPack | 54.65 | 30 | 336
20 | Infrastructure | 1 | Health post | 1 | General | GB_stGeneral | 1 | 45 | Combitips for Multipette 5 ml, 100 pieces/pack | GB_stCombitipsMultipette5Ml100PiecesPack | 109.3 | 3 | 111
20 | Infrastructure | 1 | Health post | 1 | General | GB_stGeneral | 1 | 46 | Combitips for Multipette 10 ml, 100 pieces/pack | GB_stCombitipsMultipette10Ml100PiecesPack | 109.3 | 3 | 110
20 | Infrastructure | 1 | Health post | 1 | General | GB_stGeneral | 1 | 47 | Plastic bags, disposable PP, 100 pieces per pack | GB_stPlasticBagsDisposablePp100PiecesPerPack | 13.66 | 5 | 371
20 | Infrastructure | 1 | Health post | 1 | General | GB_stGeneral | 1 | 48 | Gloves, vinyl, powder free, disposable, size S, 100 per pack | GB_stGlovesVinylPowderFreeDisposableSizeS100PerPack | 16.4 | 60 | 221
20 | Infrastructure | 1 | Health post | 1 | General | GB_stGeneral | 1 | 49 | Gloves, vinyl, powder free, disposable, size M, 100 per pack | GB_stGlovesVinylPowderFreeDisposableSizeM100PerPack | 16.4 | 90 | 220
20 | Infrastructure | 1 | Health post | 1 | General | GB_stGeneral | 1 | 50 | Gloves, vinyl, powder free, disposable, size L, 100 per pack | GB_stGlovesVinylPowderFreeDisposableSizeL100PerPack | 16.4 | 30 | 216
20 | Infrastructure | 1 | Health post | 1 | General | GB_stGeneral | 1 | 51 | Forceps plastic | GB_stForcepsPlastic | 15.03 | 3 | 201
20 | Infrastructure | 1 | Health post | 1 | General | GB_stGeneral | 1 | 52 | Bottles, plastic | GB_stBottlesPlastic | 30.06 | 3 | 65
20 | Infrastructure | 1 | Health post | 1 | General | GB_stGeneral | 1 | 53 | Marker pen, water resistant | GB_stMarkerPenWaterResist | 6.83 | 3 | 286
20 | Infrastructure | 1 | Health post | 1 | General | GB_stGeneral | 1 | 54 | Gloves, nitril, powder free, disposable, size 6-7, 100 per pack | GB_stGlovesNitrilPowderFreeDisposableSize67100PerPack | 19.13 | 10 | 217
20 | Infrastructure | 1 | Health post | 1 | General | GB_stGeneral | 1 | 55 | Gloves, nitril, powder free, disposable, size 7-8, 100 per pack | GB_stGlovesNitrilPowderFreeDisposableSize78100PerPack | 20.49 | 5 | 218
20 | Infrastructure | 1 | Health post | 1 | General | GB_stGeneral | 1 | 56 | Gloves, nitril, powder free, disposable, size 8-9, 100 per pack | GB_stGlovesNitrilPowderFreeDisposableSize89100PerPack | 21.86 | 2 | 219
20 | Infrastructure | 1 | Health post | 1 | General | GB_stGeneral | 1 | 57 | Strips for the rapid detection of resistance to isoniazid and rifampicin, per strip | GB_stStripsRapidDetectionResistIsonRifampPerStrip | 24.59 | 1000 | 482
20 | Infrastructure | 1 | Health post | 1 | General | GB_stGeneral | 1 | 58 | Strips for the rapid detection of resistance to isoniazid and rifampicin, per strip | GB_stStripsRapidDetectionResistIsonRifampPerStrip | 3.5 | 1000 | 482
20 | Infrastructure | 1 | Health post |  |  | GB_stNull | 2 | 59 | shelf | GB_stShelf | 108 | 5 | 433
20 | Infrastructure | 1 | Health post |  |  | GB_stNull | 2 | 60 | shelf with racks | GB_stShelfRacks | 126 | 4 | 435
20 | Infrastructure | 1 | Health post |  |  | GB_stNull | 2 | 61 | shelf with racks | GB_stShelfRacks | 144 | 12 | 435
20 | Infrastructure | 1 | Health post |  |  | GB_stNull | 2 | 62 | shelf with | GB_stShelfWith | 108 | 4 | 434
20 | Infrastructure | 1 | Health post |  |  | GB_stNull | 2 | 63 | file cabinet 4 drawers | GB_stFileCabinet4Drawers | 155 | 1 | 192
20 | Infrastructure | 1 | Health post |  |  | GB_stNull | 2 | 64 | secretary chair | GB_stSecretaryChair | 45 | 12 | 430
20 | Infrastructure | 1 | Health post |  |  | GB_stNull | 2 | 65 | Stools, Adjustable | GB_stStoolsAdjustable | 54 | 5 | 474
20 | Infrastructure | 1 | Health post |  |  | GB_stNull | 2 | 66 | chair | GB_stChair | 54 | 15 | 95
20 | Infrastructure | 1 | Health post |  |  | GB_stNull | 2 | 67 | stool, revolving | GB_stStoolRevolving | 35 | 15 | 472
20 | Infrastructure | 1 | Health post |  |  | GB_stNull | 2 | 68 | stool, revolving with backrest | GB_stStoolRevolvingBackrest | 68 | 22 | 473
20 | Infrastructure | 1 | Health post |  |  | GB_stNull | 2 | 69 | bath,trough | GB_stBathTrough | 270 | 1 | 56
20 | Infrastructure | 1 | Health post |  |  | GB_stNull | 2 | 70 | step stool | GB_stStepStool | 52 | 10 | 456
20 | Infrastructure | 1 | Health post |  |  | GB_stNull | 2 | 71 | bars, paralel for rehabilitation | GB_stBarsParalelRehabilitation | 819 | 1 | 51
20 | Infrastructure | 1 | Health post |  |  | GB_stNull | 2 | 72 | ergometer | GB_stErgometer | 0 | 3 | 171
20 | Infrastructure | 1 | Health post |  |  | GB_stNull | 2 | 73 | hamper | GB_stHamper | 68 | 109 | 226
20 | Infrastructure | 1 | Health post |  |  | GB_stNull | 2 | 74 | waste disposal with pedal | GB_stWasteDisposalPedal | 46 | 12 | 572
20 | Infrastructure | 1 | Health post |  |  | GB_stNull | 2 | 75 | cart, dressing | GB_stCartDressing | 396 | 16 | 84
20 | Infrastructure | 1 | Health post |  |  | GB_stNull | 2 | 76 | Carts, Linen/Laundry | GB_stCartsLinenLaundry | 167 | 27 | 85
20 | Infrastructure | 1 | Health post |  |  | GB_stNull | 2 | 77 | carts, supermarket for sterilized | GB_stCartsSupermarketSterilized | 360 | 3 | 86
20 | Infrastructure | 1 | Health post |  |  | GB_stNull | 2 | 78 | wheel cart | GB_stWheelCart | 540 | 8 | 1
20 | Infrastructure | 1 | Health post |  |  | GB_stNull | 2 | 79 | Hampers | GB_stHampers | 32 | 22 | 227
20 | Infrastructure | 1 | Health post |  |  | GB_stNull | 2 | 80 | cushion, therapeutic exercises | GB_stCushionTherapeuticExercises | 180 | 1 | 125
20 | Infrastructure | 1 | Health post |  |  | GB_stNull | 2 | 81 | Toileting assistive products | GB_stToiletingAssistiveProducts | 63 | 100 | 534
20 | Infrastructure | 1 | Health post |  |  | GB_stNull | 2 | 82 | infant bedpan | GB_stInfantBedpan | 63 | 17 | 242
20 | Infrastructure | 1 | Health post |  |  | GB_stNull | 2 | 83 | Curtain, general-purpose, single use | GB_stCurtainGeneralPurposeSingleUse | 101 | 39 | 122
20 | Infrastructure | 1 | Health post |  |  | GB_stNull | 2 | 84 | bucket, inox | GB_stBucketInox | 46 | 32 | 71
20 | Infrastructure | 1 | Health post |  |  | GB_stNull | 2 | 85 | steps, finger rehabilitation | GB_stStepsFingerRehabilitation | 144 | 2 | 458
20 | Infrastructure | 1 | Health post |  |  | GB_stNull | 2 | 86 | steps and ramp rehab | GB_stStepsRampRehab | 666 | 1 | 457
20 | Infrastructure | 1 | Health post |  |  | GB_stNull | 2 | 87 | desk, physician | GB_stDeskPhysician | 135 | 11 | 135
20 | Infrastructure | 1 | Health post |  |  | GB_stNull | 2 | 88 | computer terminals, hospital inf system | GB_stComputerTerminalsHospitalInfSystem | 1350 | 17 | 113
20 | Infrastructure | 1 | Health post |  |  | GB_stNull | 2 | 89 | Table, instrument | GB_stTableInstrument | 180 | 3 | 490
20 | Infrastructure | 1 | Health post |  |  | GB_stNull | 2 | 90 | table, mayo | GB_stTableMayo | 108 | 11 | 492
20 | Infrastructure | 1 | Health post |  |  | GB_stNull | 2 | 91 | table, pasteur | GB_stTablePasteur | 180 | 43 | 497
20 | Infrastructure | 1 | Health post |  |  | GB_stNull | 2 | 92 | table, kydney | GB_stTableKydney | 180 | 1 | 491
20 | Infrastructure | 1 | Health post |  |  | GB_stNull | 2 | 93 | Urinals | GB_stUrinals | 33 | 20 | 557
20 | Infrastructure | 1 | Health post |  |  | GB_stNull | 2 | 94 | hanger, radiological aprons | GB_stHangerRadiologicalAprons | 23 | 1 | 229
20 | Infrastructure | 1 | Health post |  |  | GB_stNull | 2 | 95 | Toileting assistive products | GB_stToiletingAssistiveProducts | 81 | 20 | 534
20 | Infrastructure | 1 | Health post |  |  | GB_stNull | 2 | 96 | Intravenous hanger | GB_stIntravenousHanger | 54 | 84 | 249
20 | Infrastructure | 1 | Health post |  |  | GB_stNull | 2 | 97 | clock, wall | GB_stClockWall | 45 | 2 | 107
20 | Infrastructure | 1 | Health post |  |  | GB_stNull | 2 | 98 | rail, infusion | GB_stRailInfusion | 41 | 31 | 393
20 | Infrastructure | 1 | Health post |  |  | GB_stNull | 2 | 99 | Wheelchair, <specify> | GB_stWheelchairSpecify | 405 | 17 | 580
20 | Infrastructure | 1 | Health post |  |  | GB_stNull | 2 | 100 | Cabinets, Storage, Bedpan/Urinal | GB_stCabinetsStorageBedpanUrinal | 743 | 1 | 80
20 | Infrastructure | 2 | Health centre | 1 | General | GB_stGeneral | 1 | 101 | Anaesthesia gas, delivery unit, portable | GB_stNull | 0 | 1 | 10
20 | Infrastructure | 2 | Health centre | 1 | General | GB_stGeneral | 1 | 102 | Analyser, bilirubinometry | GB_stNull | 4502.41 | 1 | 12
20 | Infrastructure | 2 | Health centre | 1 | General | GB_stGeneral | 1 | 103 | Analyser, clinical chemistry, automated, discrete | GB_stAnalyserClinicalChemistryAutomatedDiscrete | 26987.23 | 1 | 16
20 | Infrastructure | 2 | Health centre | 1 | General | GB_stGeneral | 1 | 104 | Analyser, enzyme | GB_stNull | 20000 | 1 | 19
20 | Infrastructure | 2 | Health centre | 1 | General | GB_stGeneral | 1 | 105 | Analyser, haematology, haemoglobin | GB_stNull | 9423.65 | 1 | 23
20 | Infrastructure | 2 | Health centre | 1 | General | GB_stGeneral | 1 | 106 | Analyser, pH | GB_stNull | 57141.23 | 1 | 29
20 | Infrastructure | 2 | Health centre | 1 | General | GB_stGeneral | 1 | 107 | Analyser, urine | GB_stAnalyserUrine | 1289.99 | 1 | 31
20 | Infrastructure | 2 | Health centre | 1 | General | GB_stGeneral | 1 | 108 | Analyzer, cholesterol | GB_stNull | 1000 | 1 | 33
20 | Infrastructure | 2 | Health centre | 1 | General | GB_stGeneral | 1 | 109 | Apheresis unit | GB_stApheresisUnit | 10000 | 1 | 36
20 | Infrastructure | 2 | Health centre | 1 | General | GB_stGeneral | 1 | 110 | Bed, general-purpose, manually-operated | GB_stBedGeneralPurposeManuallyOperated | 4603.04 | 1 | 58
20 | Infrastructure | 2 | Health centre | 1 | General | GB_stGeneral | 1 | 111 | Bed, orthopedic | GB_stBedOrthopedic | 1000 | 1 | 60
20 | Infrastructure | 2 | Health centre | 1 | General | GB_stGeneral | 1 | 112 | Bedpan, general-purpose | GB_stBedpanGeneralPurpose | 40.32 | 1 | 62
20 | Infrastructure | 2 | Health centre | 1 | General | GB_stGeneral | 1 | 113 | Board, arm | GB_stBoardArm | 200 | 1 | 64
20 | Infrastructure | 2 | Health centre | 1 | General | GB_stGeneral | 1 | 114 | Bowl, emesis, reusable | GB_stBowlEmesisReusable | 5.42 | 2 | 66
20 | Infrastructure | 2 | Health centre | 1 | General | GB_stGeneral | 1 | 115 | Bowl, washing | GB_stBowlWashing | 7.18 | 2 | 68
20 | Infrastructure | 2 | Health centre | 1 | General | GB_stGeneral | 1 | 116 | Bucket, swab | GB_stBucketSwab | 44.97 | 6 | 72
20 | Infrastructure | 2 | Health centre | 1 | General | GB_stGeneral | 1 | 117 | Cabinet, bedside | GB_stCabinetBedside | 65.33 | 2 | 75
20 | Infrastructure | 2 | Health centre | 1 | General | GB_stGeneral | 1 | 118 | Cabinet, dental | GB_stCabinetDental | 179.82 | 1 | 76
20 | Infrastructure | 2 | Health centre | 1 | General | GB_stGeneral | 1 | 119 | Cabinet, instrument, general-purpose | GB_stCabinetInstrumentGeneralPurpose | 179.82 | 1 | 77
20 | Infrastructure | 2 | Health centre | 1 | General | GB_stGeneral | 1 | 120 | Cabinet, medicine | GB_stCabinetMedicine | 179.82 | 3 | 78
20 | Infrastructure | 2 | Health centre | 1 | General | GB_stGeneral | 1 | 121 | Cabinet, slide storage | GB_stCabinetSlideStorage | 1931.53 | 1 | 79
20 | Infrastructure | 2 | Health centre | 1 | General | GB_stGeneral | 1 | 122 | Centrifuge, general-purpose laboratory | GB_stCentrifugeGeneralPurposeLab | 12253.38 | 1 | 94
20 | Infrastructure | 2 | Health centre | 1 | General | GB_stGeneral | 1 | 123 | Chair, bath/shower | GB_stChairBathShower | 95.65 | 2 | 96
20 | Infrastructure | 2 | Health centre | 1 | General | GB_stGeneral | 1 | 124 | Chair, blood donor | GB_stChairBloodDonor | 1679.08 | 2 | 97
20 | Infrastructure | 2 | Health centre | 1 | General | GB_stGeneral | 1 | 125 | Chair, examination/treatment, dental | GB_stNull | 25638.92 | 1 | 98
20 | Infrastructure | 2 | Health centre | 1 | General | GB_stGeneral | 1 | 126 | Chair, operator, dental | GB_stChairOperatorDental | 99.36 | 1 | 100
20 | Infrastructure | 2 | Health centre | 1 | General | GB_stGeneral | 1 | 127 | Chart, eye, Amsler grid | GB_stChartEyeAmslerGrid | 0 | 1 | 102
20 | Infrastructure | 2 | Health centre | 1 | General | GB_stGeneral | 1 | 128 | Chart, eye, colour discrimination | GB_stChartEyeColourDiscrimination | 209.41 | 1 | 103
20 | Infrastructure | 2 | Health centre | 1 | General | GB_stGeneral | 1 | 129 | Chart, eye, visual acuity | GB_stChartEyeVisualAcuity | 96 | 1 | 104
20 | Infrastructure | 2 | Health centre | 1 | General | GB_stGeneral | 1 | 130 | Chart, patient record | GB_stChartPatientRecord | 25.93 | 2 | 105
20 | Infrastructure | 2 | Health centre | 1 | General | GB_stGeneral | 1 | 131 | Cup, medicine | GB_stCupMedicine | 13.14 | 1 | 121
20 | Infrastructure | 2 | Health centre | 1 | General | GB_stGeneral | 1 | 132 | Cushion, back | GB_stNull | 0 | 1 | 123
20 | Infrastructure | 2 | Health centre | 1 | General | GB_stGeneral | 1 | 133 | Darkroom film bin, diagnostic imaging | GB_stDarkroomFilmBinDiagImaging | 780.1 | 1 | 127
20 | Infrastructure | 2 | Health centre | 1 | General | GB_stGeneral | 1 | 134 | Darkroom light, diagnostic imaging | GB_stDarkroomLightDiagImaging | 251.76 | 1 | 128
20 | Infrastructure | 2 | Health centre | 1 | General | GB_stGeneral | 1 | 135 | Electrosurgical system generator, general-purpose | GB_stElectrosurgicalSystemGeneratorGeneralPurpose | 8851.89 | 1 | 165
20 | Infrastructure | 2 | Health centre | 1 | General | GB_stGeneral | 1 | 136 | Flowmeter, oxygen therapy | GB_stFlowmeterOxygenTherapy | 83.15 | 2 | 195
20 | Infrastructure | 2 | Health centre | 1 | General | GB_stGeneral | 1 | 137 | Fluid delivery mount, general-purpose | GB_stFluidDeliveryMountGeneralPurpose | 72.61 | 5 | 196
20 | Infrastructure | 2 | Health centre | 1 | General | GB_stGeneral | 1 | 138 | Footstool, conductive | GB_stFootstoolConductive | 42.63 | 5 | 200
20 | Infrastructure | 2 | Health centre | 1 | General | GB_stGeneral | 1 | 139 | Forceps, sterilizer transfer | GB_stForcepsSterilizerTransfer | 20.64 | 3 | 202
20 | Infrastructure | 2 | Health centre | 1 | General | GB_stGeneral | 1 | 140 | Fork, tuning | GB_stForkTuning | 80 | 1 | 204
20 | Infrastructure | 2 | Health centre | 1 | General | GB_stGeneral | 1 | 141 | Glucose meter, self-testing | GB_stGlucoseMeterSelfTest | 400.75 | 1 | 222
20 | Infrastructure | 2 | Health centre | 1 | General | GB_stGeneral | 1 | 142 | Hammer, percussion | GB_stHammerPercussion | 188.47 | 1 | 225
20 | Infrastructure | 2 | Health centre | 1 | General | GB_stGeneral | 1 | 143 | Kick bucket | GB_stKickBucket | 44.97 | 6 | 253
20 | Infrastructure | 2 | Health centre | 1 | General | GB_stGeneral | 1 | 144 | Light system, surgical | GB_stLightSystemSurgical | 8876.09 | 1 | 272
20 | Infrastructure | 2 | Health centre | 1 | General | GB_stGeneral | 1 | 145 | Light, dental, general-purpose | GB_stNull | 0 | 1 | 275
20 | Infrastructure | 2 | Health centre | 1 | General | GB_stGeneral | 1 | 146 | Light, examination, hand-held, battery-powered | GB_stLightExaminationHandHeldBatteryPowered | 0 | 2 | 276
20 | Infrastructure | 2 | Health centre | 1 | General | GB_stGeneral | 1 | 147 | Light, examination, mobile | GB_stLightExaminationMobile | 533.18 | 4 | 277
20 | Infrastructure | 2 | Health centre | 1 | General | GB_stGeneral | 1 | 148 | Light, ultraviolet | GB_stNull | 500 | 1 | 281
20 | Infrastructure | 2 | Health centre | 1 | General | GB_stGeneral | 1 | 149 | Mattress, bed, general-purpose | GB_stMattressBedGeneralPurpose | 1026.13 | 2 | 289
20 | Infrastructure | 2 | Health centre | 1 | General | GB_stGeneral | 1 | 150 | Mattress, bed, water | GB_stMattressBedWater | 0 | 1 | 290
20 | Infrastructure | 2 | Health centre | 1 | General | GB_stGeneral | 1 | 151 | Microscope, light | GB_stMicroscopeLight | 4134.05 | 1 | 298
20 | Infrastructure | 2 | Health centre | 1 | General | GB_stGeneral | 1 | 152 | Operator console, x-ray system, diagnostic | GB_stOperatorConsoleXRaySystemDiag | 0 | 1 | 318
20 | Infrastructure | 2 | Health centre | 1 | General | GB_stGeneral | 1 | 153 | Ophthalmoscope, direct | GB_stOphthalmoscopeDirect | 1500 | 1 | 320
20 | Infrastructure | 2 | Health centre | 1 | General | GB_stGeneral | 1 | 154 | Otoscope, direct | GB_stOtoscopeDirect | 300 | 2 | 331
20 | Infrastructure | 2 | Health centre | 1 | General | GB_stGeneral | 1 | 155 | Oximeter, pulse | GB_stOximeterPulse | 613.35 | 1 | 332
20 | Infrastructure | 2 | Health centre | 1 | General | GB_stGeneral | 1 | 156 | Patient-height measurer | GB_stPatientHeightMeasurer | 562.44 | 2 | 354
20 | Infrastructure | 2 | Health centre | 1 | General | GB_stGeneral | 1 | 157 | Rack, apron, radiation protection | GB_stRackApronRadiationProtection | 673.64 | 1 | 379
20 | Infrastructure | 2 | Health centre | 1 | General | GB_stGeneral | 1 | 158 | Rack, bedpan | GB_stRackBedpan | 623.66 | 1 | 380
20 | Infrastructure | 2 | Health centre | 1 | General | GB_stGeneral | 1 | 159 | Rack, patient record | GB_stRackPatientRecord | 289.65 | 1 | 381
20 | Infrastructure | 2 | Health centre | 1 | General | GB_stGeneral | 1 | 160 | Radiographic film processor, automatic, darkroom | GB_stRadiographicFilmProcessorAutomaticDarkroom | 3500 | 1 | 389
20 | Infrastructure | 2 | Health centre | 1 | General | GB_stGeneral | 1 | 161 | Rail, side-support, bed | GB_stRailSideSuppBed | 0 | 2 | 394
20 | Infrastructure | 2 | Health centre | 1 | General | GB_stGeneral | 1 | 162 | Refrigerator, laboratory | GB_stRefrigeratorLab | 7522.92 | 1 | 404
20 | Infrastructure | 2 | Health centre | 1 | General | GB_stGeneral | 1 | 163 | Refrigerator, pharmacy | GB_stRefrigeratorPharmacy | 7522.92 | 1 | 406
20 | Infrastructure | 2 | Health centre | 1 | General | GB_stGeneral | 1 | 164 | Scale, patient, floor | GB_stScalePatientFloor | 733.8 | 2 | 422
20 | Infrastructure | 2 | Health centre | 1 | General | GB_stGeneral | 1 | 165 | Scale, patient, infant | GB_stScalePatientInfant | 270.98 | 3 | 423
20 | Infrastructure | 2 | Health centre | 1 | General | GB_stGeneral | 1 | 166 | Scale, precision, mechanical | GB_stNull | 653.98 | 1 | 425
20 | Infrastructure | 2 | Health centre | 1 | General | GB_stGeneral | 1 | 167 | Screen, bedside | GB_stScreenBedside | 195.95 | 9 | 427
20 | Infrastructure | 2 | Health centre | 1 | General | GB_stGeneral | 1 | 168 | Sealing unit, packaging | GB_stSealingUnitPackaging | 800 | 2 | 429
20 | Infrastructure | 2 | Health centre | 1 | General | GB_stGeneral | 1 | 169 | Shield, radiation, apron | GB_stShieldRadiationApron | 251.01 | 1 | 436
20 | Infrastructure | 2 | Health centre | 1 | General | GB_stGeneral | 1 | 170 | Shield, radiation, collar | GB_stShieldRadiationCollar | 50.59 | 1 | 437
20 | Infrastructure | 2 | Health centre | 1 | General | GB_stGeneral | 1 | 171 | Shield, radiation, eye, spectacles | GB_stShieldRadiationEyeSpectacles | 0 | 1 | 439
20 | Infrastructure | 2 | Health centre | 1 | General | GB_stGeneral | 1 | 172 | Shield, radiation, gonadal | GB_stShieldRadiationGonadal | 115.85 | 1 | 440
20 | Infrastructure | 2 | Health centre | 1 | General | GB_stGeneral | 1 | 173 | Shield, radiation, hand, glove | GB_stShieldRadiationHandGlove | 345.37 | 1 | 441
20 | Infrastructure | 2 | Health centre | 1 | General | GB_stGeneral | 1 | 174 | Sphygmomanome ter, aneroid | GB_stNull | 147.35 | 1 | 447
20 | Infrastructure | 2 | Health centre | 1 | General | GB_stGeneral | 1 | 175 | Sphygmomanometer, aneroid | GB_stSphygmomanometerAneroid | 147.35 | 6 | 448
20 | Infrastructure | 2 | Health centre | 1 | General | GB_stGeneral | 1 | 176 | Sterilizer, moist heat, unwrapped device | GB_stSterilizerMoistHeatUnwrappedDevice | 49743.63 | 3 | 465
20 | Infrastructure | 2 | Health centre | 1 | General | GB_stGeneral | 1 | 177 | Stethoscope, foetal | GB_stStethoscopeFoetal | 64.12 | 2 | 466
20 | Infrastructure | 2 | Health centre | 1 | General | GB_stGeneral | 1 | 178 | Stethoscope, mechanical | GB_stStethoscopeMechanical | 64.08 | 8 | 467
20 | Infrastructure | 2 | Health centre | 1 | General | GB_stGeneral | 1 | 179 | Stool, general-purpose | GB_stStoolGeneralPurpose | 23.1 | 1 | 470
20 | Infrastructure | 2 | Health centre | 1 | General | GB_stGeneral | 1 | 180 | Stool, operating room | GB_stNull | 23.1 | 2 | 471
20 | Infrastructure | 2 | Health centre | 1 | General | GB_stGeneral | 1 | 181 | Stretcher, general-purpose | GB_stStretcherGeneralPurpose | 2460.53 | 3 | 478
20 | Infrastructure | 2 | Health centre | 1 | General | GB_stGeneral | 1 | 182 | Suction system, dental | GB_stNull | 3886.16 | 1 | 483
20 | Infrastructure | 2 | Health centre | 1 | General | GB_stGeneral | 1 | 183 | Suction system, general-purpose, electrically-powered | GB_stSuctionSystemGeneralPurposeElectricallyPowered | 3886.16 | 4 | 484
20 | Infrastructure | 2 | Health centre | 1 | General | GB_stGeneral | 1 | 184 | Table, birthing | GB_stTableBirthing | 45133.75 | 2 | 487
20 | Infrastructure | 2 | Health centre | 1 | General | GB_stGeneral | 1 | 185 | Table, examination/treatment, general-purpose | GB_stTableExaminationTreatGeneralPurpose | 2024.99 | 4 | 488
20 | Infrastructure | 2 | Health centre | 1 | General | GB_stGeneral | 1 | 186 | Table, instrument | GB_stTableInstrument | 133.16 | 7 | 490
20 | Infrastructure | 2 | Health centre | 1 | General | GB_stGeneral | 1 | 187 | Table, operating-room, mechanical | GB_stNull | 2858.47 | 1 | 494
20 | Infrastructure | 2 | Health centre | 1 | General | GB_stGeneral | 1 | 188 | Table, over-bed | GB_stTableOverBed | 612.69 | 2 | 496
20 | Infrastructure | 2 | Health centre | 1 | General | GB_stGeneral | 1 | 189 | Thermometer holder | GB_stThermometerHolder | 9.13 | 3 | 516
20 | Infrastructure | 2 | Health centre | 1 | General | GB_stGeneral | 1 | 190 | Thermometer, electronic | GB_stThermometerElectronic | 389.03 | 3 | 517
20 | Infrastructure | 2 | Health centre | 1 | General | GB_stGeneral | 1 | 191 | Thermometer, laboratory | GB_stThermometerLab | 58.76 | 1 | 519
20 | Infrastructure | 2 | Health centre | 1 | General | GB_stGeneral | 1 | 192 | Trolley, resuscitation | GB_stTrolleyResuscitation | 17856.31 | 3 | 543
20 | Infrastructure | 2 | Health centre | 1 | General | GB_stGeneral | 1 | 193 | Trolley, instrument | GB_stTrolleyInstrument | 142.16 | 1 | 545
20 | Infrastructure | 2 | Health centre | 1 | General | GB_stGeneral | 1 | 194 | Trolley, medication | GB_stTrolleyMedication | 214.8 | 1 | 548
20 | Infrastructure | 2 | Health centre | 1 | General | GB_stGeneral | 1 | 195 | View box, diagnostic imaging, non-motorized | GB_stViewBoxDiagImagingNonMotorized | 63.59 | 2 | 564
20 | Infrastructure | 2 | Health centre | 1 | General | GB_stGeneral | 1 | 196 | Walking crutch, axillary | GB_stNull | 0 | 1 | 566
20 | Infrastructure | 2 | Health centre | 1 | General | GB_stGeneral | 1 | 197 | Washer, decontamination, utensil | GB_stWasherDecontaminationUtensil | 38799.65 | 1 | 567
20 | Infrastructure | 2 | Health centre | 1 | General | GB_stGeneral | 1 | 198 | Washer, decontamination/sanitizing | GB_stWasherDecontaminationSanitizing | 38799.65 | 1 | 568
20 | Infrastructure | 2 | Health centre | 1 | General | GB_stGeneral | 1 | 199 | Waste disposal unit, sharp | GB_stWasteDisposalUnitSharp | 5.27 | 10 | 571
20 | Infrastructure | 2 | Health centre | 1 | General | GB_stGeneral | 1 | 200 | Wheelchair, attendant driven, collapsible | GB_stWheelchairAttendantDrivenCollapsible | 268.68 | 3 | 581
20 | Infrastructure | 2 | Health centre | 1 | General | GB_stGeneral | 1 | 201 | X-ray system, diagnostic, general-purpose, stationary, analogue | GB_stNull | 0 | 1 | 595
20 | Infrastructure | 2 | Health centre | 1 | General | GB_stGeneral | 1 | 202 | TB Laboratory Equipment-Microscopy | GB_stNull | 0 | 0 | 507
20 | Infrastructure | 2 | Health centre | 1 | General | GB_stGeneral | 1 | 203 | Standard reaction tubes with O-ring, 1.5 ml, 1000 per pack | GB_stStandardReactionTubesORing15Ml1000PerPack | 177.62 | 10 | 453
20 | Infrastructure | 2 | Health centre | 1 | General | GB_stGeneral | 1 | 204 | Standard reaction tubes with O-ring, 2 ml, 1000 per pack | GB_stStandardReactionTubesORing2Ml1000PerPack | 177.62 | 10 | 454
20 | Infrastructure | 2 | Health centre | 1 | General | GB_stGeneral | 1 | 205 | Cryo-vial, sterile with cap, 2 ml, with outer winding; pack of 1000 | GB_stCryoVialSterileCap2MlOuterWindingPack1000 | 245.93 | 3 | 120
20 | Infrastructure | 2 | Health centre | 1 | General | GB_stGeneral | 1 | 206 | Cryo-tags, sized to fit for use on cryo-tubes, rolls of 1000 | GB_stCryoTagsSizedFitUseCryoTubesRolls1000Commas | 57.38 | 3 | 119
20 | Infrastructure | 2 | Health centre | 1 | General | GB_stGeneral | 1 | 207 | PCR tubes, 0.2 ml with attached caps, sterile, DNAse- RNAse-free, 1000 per pack | GB_stPcrTubes02MlAttachedCapsSterileDnaseRnaseFree1000PerPack | 116.14 | 10 | 355
20 | Infrastructure | 2 | Health centre | 1 | General | GB_stGeneral | 1 | 208 | DNAse-/RNAse-free TIPS, for pipettes 0.1 - 10 �l, 10 boxes at 96 per pack | GB_stDnaseRnaseFreeTipsPipettes0110L10Boxes96PerPack | 88.81 | 10 | 151
20 | Infrastructure | 2 | Health centre | 1 | General | GB_stGeneral | 1 | 209 | DNAse-/RNAse-free TIPS, for pipettes 1 - 20 �l, 10 boxes at 96 per pack | GB_stDnaseRnaseFreeTipsPipettes120L10Boxes96PerPack | 88.81 | 40 | 152
20 | Infrastructure | 2 | Health centre | 1 | General | GB_stGeneral | 1 | 210 | DNAse-/RNAse-free TIPS, for pipettes 10 - 100 �l, 10 boxes at 96 per pack | GB_stDnaseRnaseFreeTipsPipettes10100L10Boxes96PerPack | 88.81 | 20 | 153
20 | Infrastructure | 2 | Health centre | 1 | General | GB_stGeneral | 1 | 211 | DNAse-/RNAse-free TIPS, for pipettes 20 - 200 �l, 10 boxes at 96 per pack | GB_stDnaseRnaseFreeTipsPipettes20200L10Boxes96PerPack | 81.98 | 10 | 154
20 | Infrastructure | 2 | Health centre | 1 | General | GB_stGeneral | 1 | 212 | TIPS, PE, for pipettes 0.5 - 10 �l, 1000 per pack | GB_stTipsPePipettes0510L1000PerPack | 19.13 | 10 | 529
20 | Infrastructure | 2 | Health centre | 1 | General | GB_stGeneral | 1 | 213 | TIPS, PE, for pipettes 1 - 200 �l, 1000 per pack | GB_stTipsPePipettes1200L1000PerPack | 21.86 | 5 | 530
20 | Infrastructure | 2 | Health centre | 1 | General | GB_stGeneral | 1 | 214 | TIPS, PE, for pipettes 100 - 1000 �l , 1000 per pack | GB_stTipsPePipettes1001000L1000PerPack | 19.13 | 5 | 531
20 | Infrastructure | 2 | Health centre | 1 | General | GB_stGeneral | 1 | 215 | Pasteur-pipettes, plastic, sterile, 1.5ml, 500 per pack | GB_stPasteurPipettesPlasticSterile15Ml500PerPack | 54.65 | 30 | 336
20 | Infrastructure | 2 | Health centre | 1 | General | GB_stGeneral | 1 | 216 | Combitips for Multipette 5 ml, 100 pieces/pack | GB_stCombitipsMultipette5Ml100PiecesPack | 109.3 | 3 | 111
20 | Infrastructure | 2 | Health centre | 1 | General | GB_stGeneral | 1 | 217 | Combitips for Multipette 10 ml, 100 pieces/pack | GB_stCombitipsMultipette10Ml100PiecesPack | 109.3 | 3 | 110
20 | Infrastructure | 2 | Health centre | 1 | General | GB_stGeneral | 1 | 218 | Plastic bags, disposable PP, 100 pieces per pack | GB_stPlasticBagsDisposablePp100PiecesPerPack | 13.66 | 5 | 371
20 | Infrastructure | 2 | Health centre | 1 | General | GB_stGeneral | 1 | 219 | Gloves, vinyl, powder free, disposable, size S, 100 per pack | GB_stGlovesVinylPowderFreeDisposableSizeS100PerPack | 16.4 | 60 | 221
20 | Infrastructure | 2 | Health centre | 1 | General | GB_stGeneral | 1 | 220 | Gloves, vinyl, powder free, disposable, size M, 100 per pack | GB_stGlovesVinylPowderFreeDisposableSizeM100PerPack | 16.4 | 90 | 220
20 | Infrastructure | 2 | Health centre | 1 | General | GB_stGeneral | 1 | 221 | Gloves, vinyl, powder free, disposable, size L, 100 per pack | GB_stGlovesVinylPowderFreeDisposableSizeL100PerPack | 16.4 | 30 | 216
20 | Infrastructure | 2 | Health centre | 1 | General | GB_stGeneral | 1 | 222 | Forceps plastic | GB_stForcepsPlastic | 15.03 | 3 | 201
20 | Infrastructure | 2 | Health centre | 1 | General | GB_stGeneral | 1 | 223 | Bottles, plastic | GB_stBottlesPlastic | 30.06 | 3 | 65
20 | Infrastructure | 2 | Health centre | 1 | General | GB_stGeneral | 1 | 224 | Marker pen, water resistant | GB_stMarkerPenWaterResist | 6.83 | 3 | 286
20 | Infrastructure | 2 | Health centre | 1 | General | GB_stGeneral | 1 | 225 | Gloves, nitril, powder free, disposable, size 6-7, 100 per pack | GB_stGlovesNitrilPowderFreeDisposableSize67100PerPack | 19.13 | 10 | 217
20 | Infrastructure | 2 | Health centre | 1 | General | GB_stGeneral | 1 | 226 | Gloves, nitril, powder free, disposable, size 7-8, 100 per pack | GB_stGlovesNitrilPowderFreeDisposableSize78100PerPack | 20.49 | 5 | 218
20 | Infrastructure | 2 | Health centre | 1 | General | GB_stGeneral | 1 | 227 | Gloves, nitril, powder free, disposable, size 8-9, 100 per pack | GB_stGlovesNitrilPowderFreeDisposableSize89100PerPack | 21.86 | 2 | 219
20 | Infrastructure | 2 | Health centre | 1 | General | GB_stGeneral | 1 | 228 | Strips for the rapid detection of resistance to isoniazid and rifampicin, per strip | GB_stStripsRapidDetectionResistIsonRifampPerStrip | 24.59 | 1000 | 482
20 | Infrastructure | 2 | Health centre | 1 | General | GB_stGeneral | 1 | 229 | Strips for the rapid detection of resistance to isoniazid and rifampicin, per strip | GB_stStripsRapidDetectionResistIsonRifampPerStrip | 3.5 | 1000 | 482
20 | Infrastructure | 2 | Health centre |  |  | GB_stNull | 2 | 230 | shelf | GB_stShelf | 108 | 5 | 433
20 | Infrastructure | 2 | Health centre |  |  | GB_stNull | 2 | 231 | shelf with racks | GB_stShelfRacks | 126 | 4 | 435
20 | Infrastructure | 2 | Health centre |  |  | GB_stNull | 2 | 232 | shelf with racks | GB_stShelfRacks | 144 | 12 | 435
20 | Infrastructure | 2 | Health centre |  |  | GB_stNull | 2 | 233 | shelf with | GB_stShelfWith | 108 | 4 | 434
20 | Infrastructure | 2 | Health centre |  |  | GB_stNull | 2 | 234 | file cabinet 4 drawers | GB_stFileCabinet4Drawers | 155 | 1 | 192
20 | Infrastructure | 2 | Health centre |  |  | GB_stNull | 2 | 235 | secretary chair | GB_stSecretaryChair | 45 | 12 | 430
20 | Infrastructure | 2 | Health centre |  |  | GB_stNull | 2 | 236 | Stools, Adjustable | GB_stStoolsAdjustable | 54 | 5 | 474
20 | Infrastructure | 2 | Health centre |  |  | GB_stNull | 2 | 237 | chair | GB_stChair | 54 | 15 | 95
20 | Infrastructure | 2 | Health centre |  |  | GB_stNull | 2 | 238 | stool, revolving | GB_stStoolRevolving | 35 | 15 | 472
20 | Infrastructure | 2 | Health centre |  |  | GB_stNull | 2 | 239 | stool, revolving with backrest | GB_stStoolRevolvingBackrest | 68 | 22 | 473
20 | Infrastructure | 2 | Health centre |  |  | GB_stNull | 2 | 240 | bath,trough | GB_stBathTrough | 270 | 1 | 56
20 | Infrastructure | 2 | Health centre |  |  | GB_stNull | 2 | 241 | step stool | GB_stStepStool | 52 | 10 | 456
20 | Infrastructure | 2 | Health centre |  |  | GB_stNull | 2 | 242 | bars, paralel for rehabilitation | GB_stBarsParalelRehabilitation | 819 | 1 | 51
20 | Infrastructure | 2 | Health centre |  |  | GB_stNull | 2 | 243 | ergometer | GB_stErgometer | 0 | 3 | 171
20 | Infrastructure | 2 | Health centre |  |  | GB_stNull | 2 | 244 | hamper | GB_stHamper | 68 | 109 | 226
20 | Infrastructure | 2 | Health centre |  |  | GB_stNull | 2 | 245 | waste disposal with pedal | GB_stWasteDisposalPedal | 46 | 12 | 572
20 | Infrastructure | 2 | Health centre |  |  | GB_stNull | 2 | 246 | cart, dressing | GB_stCartDressing | 396 | 16 | 84
20 | Infrastructure | 2 | Health centre |  |  | GB_stNull | 2 | 247 | Carts, Linen/Laundry | GB_stCartsLinenLaundry | 167 | 27 | 85
20 | Infrastructure | 2 | Health centre |  |  | GB_stNull | 2 | 248 | carts, supermarket for sterilized | GB_stCartsSupermarketSterilized | 360 | 3 | 86
20 | Infrastructure | 2 | Health centre |  |  | GB_stNull | 2 | 249 | wheel cart | GB_stWheelCart | 540 | 8 | 1
20 | Infrastructure | 2 | Health centre |  |  | GB_stNull | 2 | 250 | Hampers | GB_stHampers | 32 | 22 | 227
20 | Infrastructure | 2 | Health centre |  |  | GB_stNull | 2 | 251 | cushion, therapeutic exercises | GB_stCushionTherapeuticExercises | 180 | 1 | 125
20 | Infrastructure | 2 | Health centre |  |  | GB_stNull | 2 | 252 | Toileting assistive products | GB_stToiletingAssistiveProducts | 63 | 100 | 534
20 | Infrastructure | 2 | Health centre |  |  | GB_stNull | 2 | 253 | infant bedpan | GB_stInfantBedpan | 63 | 17 | 242
20 | Infrastructure | 2 | Health centre |  |  | GB_stNull | 2 | 254 | Curtain, general-purpose, single use | GB_stCurtainGeneralPurposeSingleUse | 101 | 39 | 122
20 | Infrastructure | 2 | Health centre |  |  | GB_stNull | 2 | 255 | bucket, inox | GB_stBucketInox | 46 | 32 | 71
20 | Infrastructure | 2 | Health centre |  |  | GB_stNull | 2 | 256 | steps, finger rehabilitation | GB_stStepsFingerRehabilitation | 144 | 2 | 458
20 | Infrastructure | 2 | Health centre |  |  | GB_stNull | 2 | 257 | steps and ramp rehab | GB_stStepsRampRehab | 666 | 1 | 457
20 | Infrastructure | 2 | Health centre |  |  | GB_stNull | 2 | 258 | desk, physician | GB_stDeskPhysician | 135 | 11 | 135
20 | Infrastructure | 2 | Health centre |  |  | GB_stNull | 2 | 259 | computer terminals, hospital inf system | GB_stComputerTerminalsHospitalInfSystem | 1350 | 17 | 113
20 | Infrastructure | 2 | Health centre |  |  | GB_stNull | 2 | 260 | Table, instrument | GB_stTableInstrument | 180 | 3 | 490
20 | Infrastructure | 2 | Health centre |  |  | GB_stNull | 2 | 261 | table, mayo | GB_stTableMayo | 108 | 11 | 492
20 | Infrastructure | 2 | Health centre |  |  | GB_stNull | 2 | 262 | table, pasteur | GB_stTablePasteur | 180 | 43 | 497
20 | Infrastructure | 2 | Health centre |  |  | GB_stNull | 2 | 263 | table, kydney | GB_stTableKydney | 180 | 1 | 491
20 | Infrastructure | 2 | Health centre |  |  | GB_stNull | 2 | 264 | Urinals | GB_stUrinals | 33 | 20 | 557
20 | Infrastructure | 2 | Health centre |  |  | GB_stNull | 2 | 265 | hanger, radiological aprons | GB_stHangerRadiologicalAprons | 23 | 1 | 229
20 | Infrastructure | 2 | Health centre |  |  | GB_stNull | 2 | 266 | Toileting assistive products | GB_stToiletingAssistiveProducts | 81 | 20 | 534
20 | Infrastructure | 2 | Health centre |  |  | GB_stNull | 2 | 267 | Intravenous hanger | GB_stIntravenousHanger | 54 | 84 | 249
20 | Infrastructure | 2 | Health centre |  |  | GB_stNull | 2 | 268 | clock, wall | GB_stClockWall | 45 | 2 | 107
20 | Infrastructure | 2 | Health centre |  |  | GB_stNull | 2 | 269 | rail, infusion | GB_stRailInfusion | 41 | 31 | 393
20 | Infrastructure | 2 | Health centre |  |  | GB_stNull | 2 | 270 | Wheelchair, <specify> | GB_stWheelchairSpecify | 405 | 17 | 580
20 | Infrastructure | 2 | Health centre |  |  | GB_stNull | 2 | 271 | Cabinets, Storage, Bedpan/Urinal | GB_stCabinetsStorageBedpanUrinal | 743 | 1 | 80
20 | Infrastructure | 3 | District/General hospital | 1 | General | GB_stGeneral | 1 | 272 | Anaesthesia gas delivery unit | GB_stAnaesthesiaGasDeliveryUnit | 80063.98 | 3 | 8
20 | Infrastructure | 3 | District/General hospital | 1 | General | GB_stGeneral | 1 | 273 | Analyser, bilirubinometry | GB_stNull | 4502.41 | 1 | 12
20 | Infrastructure | 3 | District/General hospital | 1 | General | GB_stGeneral | 1 | 274 | Analyser, blood glucose | GB_stNull | 400.75 | 1 | 15
20 | Infrastructure | 3 | District/General hospital | 1 | General | GB_stGeneral | 1 | 275 | Analyser, clinical chemistry, automated, discrete | GB_stAnalyserClinicalChemistryAutomatedDiscrete | 26987.23 | 1 | 16
20 | Infrastructure | 3 | District/General hospital | 1 | General | GB_stGeneral | 1 | 276 | Analyser, enzyme | GB_stNull | 20000 | 1 | 19
20 | Infrastructure | 3 | District/General hospital | 1 | General | GB_stGeneral | 1 | 277 | Analyser, haematology, blood grouping | GB_stAnalyserHaematologyBloodGrouping | 6248 | 1 | 20
20 | Infrastructure | 3 | District/General hospital | 1 | General | GB_stGeneral | 1 | 278 | Analyser, haematology, cell-quantifying, manual | GB_stNull | 13000 | 1 | 22
20 | Infrastructure | 3 | District/General hospital | 1 | General | GB_stGeneral | 1 | 279 | Analyser, haematology, haemoglobin | GB_stNull | 9423.65 | 1 | 23
20 | Infrastructure | 3 | District/General hospital | 1 | General | GB_stGeneral | 1 | 280 | Analyser, immunoassay, chemiluminescent | GB_stAnalyserImmunoassayChemiluminescent | 42000 | 1 | 24
20 | Infrastructure | 3 | District/General hospital | 1 | General | GB_stGeneral | 1 | 281 | Analyser, pH | GB_stNull | 57141.23 | 1 | 29
20 | Infrastructure | 3 | District/General hospital | 1 | General | GB_stGeneral | 1 | 282 | Analyser, urine | GB_stAnalyserUrine | 1289.99 | 1 | 31
20 | Infrastructure | 3 | District/General hospital | 1 | General | GB_stGeneral | 1 | 283 | Analyzer, cholesterol | GB_stNull | 1000 | 1 | 33
20 | Infrastructure | 3 | District/General hospital | 1 | General | GB_stGeneral | 1 | 284 | Apheresis unit | GB_stApheresisUnit | 10000 | 1 | 36
20 | Infrastructure | 3 | District/General hospital | 1 | General | GB_stGeneral | 1 | 285 | Bath, ultrasonic | GB_stBathUltrasonic | 33843.23 | 1 | 55
20 | Infrastructure | 3 | District/General hospital | 1 | General | GB_stGeneral | 1 | 286 | Bed, general-purpose, electrically-powered | GB_stBedGeneralPurposeElectricallyPowered | 19344.18 | 5 | 57
20 | Infrastructure | 3 | District/General hospital | 1 | General | GB_stGeneral | 1 | 287 | Bed, orthopedic | GB_stBedOrthopedic | 1000 | 1 | 60
20 | Infrastructure | 3 | District/General hospital | 1 | General | GB_stGeneral | 1 | 288 | Bed, paediatric | GB_stBedPaediatric | 2398.01 | 1 | 61
20 | Infrastructure | 3 | District/General hospital | 1 | General | GB_stGeneral | 1 | 289 | Bedpan, general-purpose | GB_stBedpanGeneralPurpose | 40.32 | 5 | 62
20 | Infrastructure | 3 | District/General hospital | 1 | General | GB_stGeneral | 1 | 290 | Board, arm | GB_stBoardArm | 200 | 1 | 64
20 | Infrastructure | 3 | District/General hospital | 1 | General | GB_stGeneral | 1 | 291 | Bowl, emesis, reusable | GB_stBowlEmesisReusable | 5.42 | 23 | 66
20 | Infrastructure | 3 | District/General hospital | 1 | General | GB_stGeneral | 1 | 292 | Bowl, washing | GB_stBowlWashing | 7.18 | 10 | 68
20 | Infrastructure | 3 | District/General hospital | 1 | General | GB_stGeneral | 1 | 293 | Bucket, swab | GB_stBucketSwab | 44.97 | 24 | 72
20 | Infrastructure | 3 | District/General hospital | 1 | General | GB_stGeneral | 1 | 294 | Bunsen burner | GB_stBunsenBurner | 38.78 | 2 | 73
20 | Infrastructure | 3 | District/General hospital | 1 | General | GB_stGeneral | 1 | 295 | Cabinet, bedside | GB_stCabinetBedside | 65.33 | 7 | 75
20 | Infrastructure | 3 | District/General hospital | 1 | General | GB_stGeneral | 1 | 296 | Cabinet, dental | GB_stCabinetDental | 179.82 | 1 | 76
20 | Infrastructure | 3 | District/General hospital | 1 | General | GB_stGeneral | 1 | 297 | Cabinet, instrument, general-purpose | GB_stCabinetInstrumentGeneralPurpose | 179.82 | 1 | 77
20 | Infrastructure | 3 | District/General hospital | 1 | General | GB_stGeneral | 1 | 298 | Cabinet, medicine | GB_stCabinetMedicine | 179.82 | 5 | 78
20 | Infrastructure | 3 | District/General hospital | 1 | General | GB_stGeneral | 1 | 299 | Cabinet, slide storage | GB_stCabinetSlideStorage | 1931.53 | 1 | 79
20 | Infrastructure | 3 | District/General hospital | 1 | General | GB_stGeneral | 1 | 300 | Cable/lead, electrocardiograph | GB_stNull | 0 | 1 | 81
20 | Infrastructure | 3 | District/General hospital | 1 | General | GB_stGeneral | 1 | 301 | Centrifuge, cell washing | GB_stCentrifugeCellWashing | 93836.72 | 2 | 92
20 | Infrastructure | 3 | District/General hospital | 1 | General | GB_stGeneral | 1 | 302 | Centrifuge, cytology | GB_stCentrifugeCytology | 2118.38 | 1 | 93
20 | Infrastructure | 3 | District/General hospital | 1 | General | GB_stGeneral | 1 | 303 | Centrifuge, general-purpose laboratory | GB_stCentrifugeGeneralPurposeLab | 12253.38 | 2 | 94
20 | Infrastructure | 3 | District/General hospital | 1 | General | GB_stGeneral | 1 | 304 | Chair, bath/shower | GB_stChairBathShower | 95.65 | 5 | 96
20 | Infrastructure | 3 | District/General hospital | 1 | General | GB_stGeneral | 1 | 305 | Chair, blood donor | GB_stChairBloodDonor | 1679.08 | 2 | 97
20 | Infrastructure | 3 | District/General hospital | 1 | General | GB_stGeneral | 1 | 306 | Chair, examination/treatment, electrically-powered | GB_stChairExaminationTreatElectricallyPowered | 732.95 | 1 | 99
20 | Infrastructure | 3 | District/General hospital | 1 | General | GB_stGeneral | 1 | 307 | Chair, operator, dental | GB_stChairOperatorDental | 99.36 | 1 | 100
20 | Infrastructure | 3 | District/General hospital | 1 | General | GB_stGeneral | 1 | 308 | Chart, eye, Amsler grid | GB_stChartEyeAmslerGrid | 0 | 1 | 102
20 | Infrastructure | 3 | District/General hospital | 1 | General | GB_stGeneral | 1 | 309 | Chart, eye, colour discrimination | GB_stChartEyeColourDiscrimination | 209.41 | 1 | 103
20 | Infrastructure | 3 | District/General hospital | 1 | General | GB_stGeneral | 1 | 310 | Chart, eye, visual acuity | GB_stChartEyeVisualAcuity | 96 | 1 | 104
20 | Infrastructure | 3 | District/General hospital | 1 | General | GB_stGeneral | 1 | 311 | Chart, patient record | GB_stChartPatientRecord | 25.93 | 7 | 105
20 | Infrastructure | 3 | District/General hospital | 1 | General | GB_stGeneral | 1 | 312 | Contrast medium injector system, powered, multiphase | GB_stContrastMediumInjectorSystemPoweredMultiphase | 30523.2 | 1 | 117
20 | Infrastructure | 3 | District/General hospital | 1 | General | GB_stGeneral | 1 | 313 | Cup, medicine | GB_stCupMedicine | 13.14 | 4 | 121
20 | Infrastructure | 3 | District/General hospital | 1 | General | GB_stGeneral | 1 | 314 | Cushion, lumbar | GB_stCushionLumbar | 0 | 2 | 124
20 | Infrastructure | 3 | District/General hospital | 1 | General | GB_stGeneral | 1 | 315 | Darkroom film bin, diagnostic imaging | GB_stDarkroomFilmBinDiagImaging | 780.1 | 1 | 127
20 | Infrastructure | 3 | District/General hospital | 1 | General | GB_stGeneral | 1 | 316 | Darkroom light, diagnostic imaging | GB_stDarkroomLightDiagImaging | 251.76 | 1 | 128
20 | Infrastructure | 3 | District/General hospital | 1 | General | GB_stGeneral | 1 | 317 | Dictaphone system, digital | GB_stDictaphoneSystemDigital | 200 | 1 | 139
20 | Infrastructure | 3 | District/General hospital | 1 | General | GB_stGeneral | 1 | 318 | Digital imaging scanner, radiographic | GB_stDigitalImagingScannerRadiographic | 42615.83 | 1 | 140
20 | Infrastructure | 3 | District/General hospital | 1 | General | GB_stGeneral | 1 | 319 | Dispenser, paraffin | GB_stDispenserParaffin | 0 | 1 | 148
20 | Infrastructure | 3 | District/General hospital | 1 | General | GB_stGeneral | 1 | 320 | Electrocardiograph, general-purpose | GB_stElectrocardiographGeneralPurpose | 6891.47 | 5 | 159
20 | Infrastructure | 3 | District/General hospital | 1 | General | GB_stGeneral | 1 | 321 | Electrosurgical system generator, general-purpose | GB_stElectrosurgicalSystemGeneratorGeneralPurpose | 8851.89 | 1 | 165
20 | Infrastructure | 3 | District/General hospital | 1 | General | GB_stGeneral | 1 | 322 | Flowmeter, oxygen therapy | GB_stFlowmeterOxygenTherapy | 83.15 | 4 | 195
20 | Infrastructure | 3 | District/General hospital | 1 | General | GB_stGeneral | 1 | 323 | Fluid delivery mount, general-purpose | GB_stFluidDeliveryMountGeneralPurpose | 72.61 | 16 | 196
20 | Infrastructure | 3 | District/General hospital | 1 | General | GB_stGeneral | 1 | 324 | Foetal heart detector, phono | GB_stFoetalHeartDetectorPhono | 843 | 2 | 198
20 | Infrastructure | 3 | District/General hospital | 1 | General | GB_stGeneral | 1 | 325 | Foot arch tracing unit | GB_stFootArchTracingUnit | 154.58 | 1 | 199
20 | Infrastructure | 3 | District/General hospital | 1 | General | GB_stGeneral | 1 | 326 | Footstool, conductive | GB_stFootstoolConductive | 42.63 | 16 | 200
20 | Infrastructure | 3 | District/General hospital | 1 | General | GB_stGeneral | 1 | 327 | Forceps, sterilizer transfer | GB_stForcepsSterilizerTransfer | 20.64 | 6 | 202
20 | Infrastructure | 3 | District/General hospital | 1 | General | GB_stGeneral | 1 | 328 | Fork, tuning | GB_stForkTuning | 80 | 1 | 204
20 | Infrastructure | 3 | District/General hospital | 1 | General | GB_stGeneral | 1 | 329 | Freezer, blood product | GB_stFreezerBloodProduct | 10235.65 | 2 | 206
20 | Infrastructure | 3 | District/General hospital | 1 | General | GB_stGeneral | 1 | 330 | Glucose meter, self-testing | GB_stGlucoseMeterSelfTest | 400.75 | 5 | 222
20 | Infrastructure | 3 | District/General hospital | 1 | General | GB_stGeneral | 1 | 331 | Haematological separator, cell/plasma | GB_stHaematologicalSeparatorCellPlasma | 2480.94 | 1 | 224
20 | Infrastructure | 3 | District/General hospital | 1 | General | GB_stGeneral | 1 | 332 | Hammer, percussion | GB_stHammerPercussion | 188.47 | 3 | 225
20 | Infrastructure | 3 | District/General hospital | 1 | General | GB_stGeneral | 1 | 333 | Incubator, infant, transportable | GB_stIncubatorInfantTransportable | 17025.27 | 1 | 239
20 | Infrastructure | 3 | District/General hospital | 1 | General | GB_stGeneral | 1 | 334 | Information system, radiology | GB_stInformationSystemRadiology | 50000 | 1 | 243
20 | Infrastructure | 3 | District/General hospital | 1 | General | GB_stGeneral | 1 | 335 | Infusion administration set, infusion controller | GB_stNull | 3740 | 1 | 244
20 | Infrastructure | 3 | District/General hospital | 1 | General | GB_stGeneral | 1 | 336 | Kick bucket | GB_stKickBucket | 44.97 | 2 | 253
20 | Infrastructure | 3 | District/General hospital | 1 | General | GB_stGeneral | 1 | 337 | Labelling machine | GB_stLabellingMachine | 0 | 1 | 254
20 | Infrastructure | 3 | District/General hospital | 1 | General | GB_stGeneral | 1 | 338 | Laminar, airflow unit, mobile | GB_stLaminarAirflowUnitMobile | 6310.44 | 1 | 263
20 | Infrastructure | 3 | District/General hospital | 1 | General | GB_stGeneral | 1 | 339 | Light system, surgical | GB_stLightSystemSurgical | 8876.09 | 5 | 272
20 | Infrastructure | 3 | District/General hospital | 1 | General | GB_stGeneral | 1 | 340 | Light, examination, hand-held, battery-powered | GB_stLightExaminationHandHeldBatteryPowered | 0 | 5 | 276
20 | Infrastructure | 3 | District/General hospital | 1 | General | GB_stGeneral | 1 | 341 | Light, examination, mobile | GB_stLightExaminationMobile | 533.18 | 12 | 277
20 | Infrastructure | 3 | District/General hospital | 1 | General | GB_stGeneral | 1 | 342 | Light, overbed | GB_stNull | 1051.05 | 5 | 279
20 | Infrastructure | 3 | District/General hospital | 1 | General | GB_stGeneral | 1 | 343 | Light, surgical | GB_stNull | 8452.66 | 1 | 280
20 | Infrastructure | 3 | District/General hospital | 1 | General | GB_stGeneral | 1 | 344 | Loupe, binocular | GB_stLoupeBinocular | 6782.74 | 1 | 283
20 | Infrastructure | 3 | District/General hospital | 1 | General | GB_stGeneral | 1 | 345 | Mattress, bed, general-purpose | GB_stMattressBedGeneralPurpose | 1026.13 | 7 | 289
20 | Infrastructure | 3 | District/General hospital | 1 | General | GB_stGeneral | 1 | 346 | Mattress, bed, water | GB_stMattressBedWater | 0 | 1 | 290
20 | Infrastructure | 3 | District/General hospital | 1 | General | GB_stGeneral | 1 | 347 | Microscope, light | GB_stMicroscopeLight | 4134.05 | 3 | 298
20 | Infrastructure | 3 | District/General hospital | 1 | General | GB_stGeneral | 1 | 348 | Operator console, x-ray system, diagnostic | GB_stOperatorConsoleXRaySystemDiag | 0 | 1 | 318
20 | Infrastructure | 3 | District/General hospital | 1 | General | GB_stGeneral | 1 | 349 | Ophthalmoscope, direct | GB_stOphthalmoscopeDirect | 1500 | 2 | 320
20 | Infrastructure | 3 | District/General hospital | 1 | General | GB_stGeneral | 1 | 350 | Otoscope, direct | GB_stOtoscopeDirect | 300 | 2 | 331
20 | Infrastructure | 3 | District/General hospital | 1 | General | GB_stGeneral | 1 | 351 | Patient monitor, electrocardiographic | GB_stPatientMonitorElectrocardiographic | 8206.3 | 7 | 341
20 | Infrastructure | 3 | District/General hospital | 1 | General | GB_stGeneral | 1 | 352 | Patient monitoring system module, blood pressure, noninvasive | GB_stPatientMonitSystemModuleBloodPressureNoninvasive | 16217.93 | 6 | 344
20 | Infrastructure | 3 | District/General hospital | 1 | General | GB_stGeneral | 1 | 353 | Patient monitoring system module, pulse oximetry | GB_stPatientMonitSystemModulePulseOximetry | 3000 | 6 | 347
20 | Infrastructure | 3 | District/General hospital | 1 | General | GB_stGeneral | 1 | 354 | Patient monitoring system, cardiotocographic | GB_stNull | 7644.78 | 1 | 350
20 | Infrastructure | 3 | District/General hospital | 1 | General | GB_stGeneral | 1 | 355 | Patient rest, leg | GB_stNull | 0 | 1 | 353
20 | Infrastructure | 3 | District/General hospital | 1 | General | GB_stGeneral | 1 | 356 | Patient-height measurer | GB_stPatientHeightMeasurer | 562.44 | 2 | 354
20 | Infrastructure | 3 | District/General hospital | 1 | General | GB_stGeneral | 1 | 357 | Picture archiving and communication system, radiology | GB_stPictureArcHIVingCommSystemRadiology | 500000 | 1 | 363
20 | Infrastructure | 3 | District/General hospital | 1 | General | GB_stGeneral | 1 | 358 | Plasma thawing unit | GB_stPlasmaThawingUnit | 750 | 1 | 370
20 | Infrastructure | 3 | District/General hospital | 1 | General | GB_stGeneral | 1 | 359 | Printer, video | GB_stPrinterVideo | 176.78 | 1 | 374
20 | Infrastructure | 3 | District/General hospital | 1 | General | GB_stGeneral | 1 | 360 | Rack, apron, radiation protection | GB_stRackApronRadiationProtection | 673.64 | 2 | 379
20 | Infrastructure | 3 | District/General hospital | 1 | General | GB_stGeneral | 1 | 361 | Rack, bedpan | GB_stRackBedpan | 623.66 | 5 | 380
20 | Infrastructure | 3 | District/General hospital | 1 | General | GB_stGeneral | 1 | 362 | Rack, patient record | GB_stRackPatientRecord | 289.65 | 4 | 381
20 | Infrastructure | 3 | District/General hospital | 1 | General | GB_stGeneral | 1 | 363 | Radiographic film processor, automatic, darkroom | GB_stRadiographicFilmProcessorAutomaticDarkroom | 3500 | 1 | 389
20 | Infrastructure | 3 | District/General hospital | 1 | General | GB_stGeneral | 1 | 364 | Rail, side-support, bed | GB_stRailSideSuppBed | 0 | 6 | 394
20 | Infrastructure | 3 | District/General hospital | 1 | General | GB_stGeneral | 1 | 365 | Refrigerator, blood | GB_stRefrigeratorBlood | 10482.48 | 3 | 403
20 | Infrastructure | 3 | District/General hospital | 1 | General | GB_stGeneral | 1 | 366 | Refrigerator, laboratory | GB_stRefrigeratorLab | 7522.92 | 4 | 404
20 | Infrastructure | 3 | District/General hospital | 1 | General | GB_stGeneral | 1 | 367 | Refrigerator, morgue | GB_stRefrigeratorMorgue | 0 | 1 | 405
20 | Infrastructure | 3 | District/General hospital | 1 | General | GB_stGeneral | 1 | 368 | Refrigerator, pharmacy | GB_stRefrigeratorPharmacy | 7522.92 | 5 | 406
20 | Infrastructure | 3 | District/General hospital | 1 | General | GB_stGeneral | 1 | 369 | Saw, autopsy, manually-operated | GB_stSawAutopsyManuallyOperated | 9315.34 | 1 | 415
20 | Infrastructure | 3 | District/General hospital | 1 | General | GB_stGeneral | 1 | 370 | Scale, autopsy | GB_stScaleAutopsy | 232.35 | 1 | 419
20 | Infrastructure | 3 | District/General hospital | 1 | General | GB_stGeneral | 1 | 371 | Scale, patient, floor | GB_stScalePatientFloor | 733.8 | 2 | 422
20 | Infrastructure | 3 | District/General hospital | 1 | General | GB_stGeneral | 1 | 372 | Scale, patient, infant | GB_stScalePatientInfant | 270.98 | 2 | 423
20 | Infrastructure | 3 | District/General hospital | 1 | General | GB_stGeneral | 1 | 373 | Scale, precision, electronic | GB_stScalePrecisionElectronic | 232.35 | 4 | 424
20 | Infrastructure | 3 | District/General hospital | 1 | General | GB_stGeneral | 1 | 374 | Scale, precision, mechanical | GB_stNull | 653.98 | 1 | 425
20 | Infrastructure | 3 | District/General hospital | 1 | General | GB_stGeneral | 1 | 375 | Screen, anaesthesia | GB_stScreenAnaesthesia | 137321.39 | 1 | 426
20 | Infrastructure | 3 | District/General hospital | 1 | General | GB_stGeneral | 1 | 376 | Screen, bedside | GB_stScreenBedside | 195.95 | 16 | 427
20 | Infrastructure | 3 | District/General hospital | 1 | General | GB_stGeneral | 1 | 377 | Sealing unit, packaging | GB_stSealingUnitPackaging | 800 | 4 | 429
20 | Infrastructure | 3 | District/General hospital | 1 | General | GB_stGeneral | 1 | 378 | Shaker, laboratory | GB_stShakerLab | 3293.56 | 3 | 432
20 | Infrastructure | 3 | District/General hospital | 1 | General | GB_stGeneral | 1 | 379 | Shield, radiation, apron | GB_stShieldRadiationApron | 251.01 | 2 | 436
20 | Infrastructure | 3 | District/General hospital | 1 | General | GB_stGeneral | 1 | 380 | Shield, radiation, collar | GB_stShieldRadiationCollar | 50.59 | 2 | 437
20 | Infrastructure | 3 | District/General hospital | 1 | General | GB_stGeneral | 1 | 381 | Shield, radiation, eye, spectacles | GB_stShieldRadiationEyeSpectacles | 0 | 2 | 439
20 | Infrastructure | 3 | District/General hospital | 1 | General | GB_stGeneral | 1 | 382 | Shield, radiation, gonadal | GB_stShieldRadiationGonadal | 115.85 | 2 | 440
20 | Infrastructure | 3 | District/General hospital | 1 | General | GB_stGeneral | 1 | 383 | Shield, radiation, hand, glove | GB_stShieldRadiationHandGlove | 345.37 | 2 | 441
20 | Infrastructure | 3 | District/General hospital | 1 | General | GB_stGeneral | 1 | 384 | Slide stainer | GB_stSlideStainer | 54.32 | 2 | 446
20 | Infrastructure | 3 | District/General hospital | 1 | General | GB_stGeneral | 1 | 385 | Sphygmomanometer, aneroid | GB_stSphygmomanometerAneroid | 147.35 | 22 | 448
20 | Infrastructure | 3 | District/General hospital | 1 | General | GB_stGeneral | 1 | 386 | Sterilizer, gas, formaldehyde | GB_stSterilizerGasFormaldehyde | 0 | 1 | 463
20 | Infrastructure | 3 | District/General hospital | 1 | General | GB_stGeneral | 1 | 387 | Sterilizer, moist heat, unwrapped device | GB_stSterilizerMoistHeatUnwrappedDevice | 49743.63 | 6 | 465
20 | Infrastructure | 3 | District/General hospital | 1 | General | GB_stGeneral | 1 | 388 | Stethoscope, foetal | GB_stStethoscopeFoetal | 64.12 | 3 | 466
20 | Infrastructure | 3 | District/General hospital | 1 | General | GB_stGeneral | 1 | 389 | Stethoscope, mechanical | GB_stStethoscopeMechanical | 64.08 | 21 | 467
20 | Infrastructure | 3 | District/General hospital | 1 | General | GB_stGeneral | 1 | 390 | Stool, general-purpose | GB_stStoolGeneralPurpose | 23.1 | 9 | 470
20 | Infrastructure | 3 | District/General hospital | 1 | General | GB_stGeneral | 1 | 391 | Stretcher, general-purpose | GB_stStretcherGeneralPurpose | 2460.53 | 3 | 478
20 | Infrastructure | 3 | District/General hospital | 1 | General | GB_stGeneral | 1 | 392 | Stretcher, hospital | GB_stStretcherHospital | 2460.53 | 5 | 479
20 | Infrastructure | 3 | District/General hospital | 1 | General | GB_stGeneral | 1 | 393 | Suction system, general-purpose, electrically-powered | GB_stSuctionSystemGeneralPurposeElectricallyPowered | 3886.16 | 9 | 484
20 | Infrastructure | 3 | District/General hospital | 1 | General | GB_stGeneral | 1 | 394 | Suction system, low pressure | GB_stSuctionSystemLowPressure | 3886.16 | 3 | 485
20 | Infrastructure | 3 | District/General hospital | 1 | General | GB_stGeneral | 1 | 395 | Table, birthing | GB_stTableBirthing | 45133.75 | 3 | 487
20 | Infrastructure | 3 | District/General hospital | 1 | General | GB_stGeneral | 1 | 396 | Table, examination/treatment, general-purpose | GB_stTableExaminationTreatGeneralPurpose | 2024.99 | 6 | 488
20 | Infrastructure | 3 | District/General hospital | 1 | General | GB_stGeneral | 1 | 397 | Table, instrument | GB_stTableInstrument | 133.16 | 19 | 490
20 | Infrastructure | 3 | District/General hospital | 1 | General | GB_stGeneral | 1 | 398 | Table, over-bed | GB_stTableOverBed | 612.69 | 6 | 496
20 | Infrastructure | 3 | District/General hospital | 1 | General | GB_stGeneral | 1 | 399 | Table, ultrasound, diagnostic imaging | GB_stNull | 2024.99 | 1 | 499
20 | Infrastructure | 3 | District/General hospital | 1 | General | GB_stGeneral | 1 | 400 | Thermometer holder | GB_stThermometerHolder | 9.13 | 13 | 516
20 | Infrastructure | 3 | District/General hospital | 1 | General | GB_stGeneral | 1 | 401 | Thermometer, electronic | GB_stThermometerElectronic | 389.03 | 12 | 517
20 | Infrastructure | 3 | District/General hospital | 1 | General | GB_stGeneral | 1 | 402 | Thermometer, laboratory | GB_stThermometerLab | 58.76 | 1 | 519
20 | Infrastructure | 3 | District/General hospital | 1 | General | GB_stGeneral | 1 | 403 | Timer, electronic | GB_stTimerElectronic | 43.91 | 3 | 528
20 | Infrastructure | 3 | District/General hospital | 1 | General | GB_stGeneral | 1 | 404 | Tissue processor | GB_stTissueProcessor | 32784.2 | 1 | 532
20 | Infrastructure | 3 | District/General hospital | 1 | General | GB_stGeneral | 1 | 405 | Transducer assembly, ultrasound, diagnostic, extracorporeal, mounted | GB_stTransducerAssemblyUltrasoundDiagExtracorporealMounted | 0 | 1 | 538
20 | Infrastructure | 3 | District/General hospital | 1 | General | GB_stGeneral | 1 | 406 | Trolley, resuscitation | GB_stTrolleyResuscitation | 17856.31 | 8 | 543
20 | Infrastructure | 3 | District/General hospital | 1 | General | GB_stGeneral | 1 | 407 | Trolley, instrument | GB_stTrolleyInstrument | 142.16 | 5 | 545
20 | Infrastructure | 3 | District/General hospital | 1 | General | GB_stGeneral | 1 | 408 | Trolley, medication | GB_stTrolleyMedication | 214.8 | 7 | 548
20 | Infrastructure | 3 | District/General hospital | 1 | General | GB_stGeneral | 1 | 409 | Trolley, mortuary | GB_stTrolleyMortuary | 1447.21 | 2 | 549
20 | Infrastructure | 3 | District/General hospital | 1 | General | GB_stGeneral | 1 | 410 | Ultrasound system, imaging, general-purpose | GB_stUltrasoundSystemImagingGeneralPurpose | 54316.86 | 1 | 552
20 | Infrastructure | 3 | District/General hospital | 1 | General | GB_stGeneral | 1 | 411 | Ultrasound system, imaging, obstetric/gynaecological | GB_stUltrasoundSystemImagingObstetricGynaecological | 10000 | 1 | 553
20 | Infrastructure | 3 | District/General hospital | 1 | General | GB_stGeneral | 1 | 412 | Utility supply system, dental treatment | GB_stUtilitySupplySystemDentalTreat | 2172.67 | 1 | 558
20 | Infrastructure | 3 | District/General hospital | 1 | General | GB_stGeneral | 1 | 413 | View box, diagnostic imaging, non-motorized | GB_stViewBoxDiagImagingNonMotorized | 63.59 | 5 | 564
20 | Infrastructure | 3 | District/General hospital | 1 | General | GB_stGeneral | 1 | 414 | Washer, decontamination, utensil | GB_stWasherDecontaminationUtensil | 38799.65 | 1 | 567
20 | Infrastructure | 3 | District/General hospital | 1 | General | GB_stGeneral | 1 | 415 | Washer, decontamination/sanitizing | GB_stWasherDecontaminationSanitizing | 38799.65 | 5 | 568
20 | Infrastructure | 3 | District/General hospital | 1 | General | GB_stGeneral | 1 | 416 | Waste disposal unit, cytotoxic | GB_stWasteDisposalUnitCytotoxic | 3.13 | 5 | 569
20 | Infrastructure | 3 | District/General hospital | 1 | General | GB_stGeneral | 1 | 417 | Waste disposal unit, sharp | GB_stWasteDisposalUnitSharp | 5.27 | 20 | 571
20 | Infrastructure | 3 | District/General hospital | 1 | General | GB_stGeneral | 1 | 418 | Water jet pistol | GB_stWaterJetPistol | 334.17 | 1 | 575
20 | Infrastructure | 3 | District/General hospital | 1 | General | GB_stGeneral | 1 | 419 | Wheelchair, attendant driven, collapsible | GB_stWheelchairAttendantDrivenCollapsible | 268.68 | 4 | 581
20 | Infrastructure | 3 | District/General hospital | 1 | General | GB_stGeneral | 1 | 420 | Workstation, diagnostic x-ray system | GB_stWorkstationDiagXRaySystem | 12058.34 | 1 | 584
20 | Infrastructure | 3 | District/General hospital | 1 | General | GB_stGeneral | 1 | 421 | Workstation, ultrasound system | GB_stNull | 12058.34 | 1 | 585
20 | Infrastructure | 3 | District/General hospital | 1 | General | GB_stGeneral | 1 | 422 | X-ray system, diagnostic, fluoroscopic, general-purpose, stationary, digital | GB_stXRaySystemDiagFluoroscopicGeneralPurposeStationaryDigital | 0 | 1 | 594
20 | Infrastructure | 3 | District/General hospital | 1 | General | GB_stGeneral | 1 | 423 | X-ray system, diagnostic, general-purpose, stationary, analogue | GB_stNull | 0 | 1 | 595
20 | Infrastructure | 3 | District/General hospital | 1 | General | GB_stGeneral | 1 | 424 | TB Laboratory Equipment - Microscopy | GB_stTBLabEquipmentMicroscopy | 0 | 0 | 505
20 | Infrastructure | 3 | District/General hospital | 1 | General | GB_stGeneral | 1 | 425 | Standard reaction tubes with O-ring, 1.5 ml, 1000 per pack | GB_stStandardReactionTubesORing15Ml1000PerPack | 177.62 | 10 | 453
20 | Infrastructure | 3 | District/General hospital | 1 | General | GB_stGeneral | 1 | 426 | Standard reaction tubes with O-ring, 2 ml, 1000 per pack | GB_stStandardReactionTubesORing2Ml1000PerPack | 177.62 | 10 | 454
20 | Infrastructure | 3 | District/General hospital | 1 | General | GB_stGeneral | 1 | 427 | Cryo-vial, sterile with cap, 2 ml, with outer winding; pack of 1000 | GB_stCryoVialSterileCap2MlOuterWindingPack1000 | 245.93 | 3 | 120
20 | Infrastructure | 3 | District/General hospital | 1 | General | GB_stGeneral | 1 | 428 | Cryo-tags, sized to fit for use on cryo-tubes, rolls of 1000 | GB_stCryoTagsSizedFitUseCryoTubesRolls1000Commas | 57.38 | 3 | 119
20 | Infrastructure | 3 | District/General hospital | 1 | General | GB_stGeneral | 1 | 429 | PCR tubes, 0.2 ml with attached caps, sterile, DNAse- RNAse-free, 1000 per pack | GB_stPcrTubes02MlAttachedCapsSterileDnaseRnaseFree1000PerPack | 116.14 | 10 | 355
20 | Infrastructure | 3 | District/General hospital | 1 | General | GB_stGeneral | 1 | 430 | DNAse-/RNAse-free TIPS, for pipettes 0.1 - 10 �l, 10 boxes at 96 per pack | GB_stDnaseRnaseFreeTipsPipettes0110L10Boxes96PerPack | 88.81 | 10 | 151
20 | Infrastructure | 3 | District/General hospital | 1 | General | GB_stGeneral | 1 | 431 | DNAse-/RNAse-free TIPS, for pipettes 1 - 20 �l, 10 boxes at 96 per pack | GB_stDnaseRnaseFreeTipsPipettes120L10Boxes96PerPack | 88.81 | 40 | 152
20 | Infrastructure | 3 | District/General hospital | 1 | General | GB_stGeneral | 1 | 432 | DNAse-/RNAse-free TIPS, for pipettes 10 - 100 �l, 10 boxes at 96 per pack | GB_stDnaseRnaseFreeTipsPipettes10100L10Boxes96PerPack | 88.81 | 20 | 153
20 | Infrastructure | 3 | District/General hospital | 1 | General | GB_stGeneral | 1 | 433 | DNAse-/RNAse-free TIPS, for pipettes 20 - 200 �l, 10 boxes at 96 per pack | GB_stDnaseRnaseFreeTipsPipettes20200L10Boxes96PerPack | 81.98 | 10 | 154
20 | Infrastructure | 3 | District/General hospital | 1 | General | GB_stGeneral | 1 | 434 | TIPS, PE, for pipettes 0.5 - 10 �l, 1000 per pack | GB_stTipsPePipettes0510L1000PerPack | 19.13 | 10 | 529
20 | Infrastructure | 3 | District/General hospital | 1 | General | GB_stGeneral | 1 | 435 | TIPS, PE, for pipettes 1 - 200 �l, 1000 per pack | GB_stTipsPePipettes1200L1000PerPack | 21.86 | 5 | 530
20 | Infrastructure | 3 | District/General hospital | 1 | General | GB_stGeneral | 1 | 436 | TIPS, PE, for pipettes 100 - 1000 �l , 1000 per pack | GB_stTipsPePipettes1001000L1000PerPack | 19.13 | 5 | 531
20 | Infrastructure | 3 | District/General hospital | 1 | General | GB_stGeneral | 1 | 437 | Pasteur-pipettes, plastic, sterile, 1.5ml, 500 per pack | GB_stPasteurPipettesPlasticSterile15Ml500PerPack | 54.65 | 30 | 336
20 | Infrastructure | 3 | District/General hospital | 1 | General | GB_stGeneral | 1 | 438 | Combitips for Multipette 5 ml, 100 pieces/pack | GB_stCombitipsMultipette5Ml100PiecesPack | 109.3 | 3 | 111
20 | Infrastructure | 3 | District/General hospital | 1 | General | GB_stGeneral | 1 | 439 | Combitips for Multipette 10 ml, 100 pieces/pack | GB_stCombitipsMultipette10Ml100PiecesPack | 109.3 | 3 | 110
20 | Infrastructure | 3 | District/General hospital | 1 | General | GB_stGeneral | 1 | 440 | Plastic bags, disposable PP, 100 pieces per pack | GB_stPlasticBagsDisposablePp100PiecesPerPack | 13.66 | 5 | 371
20 | Infrastructure | 3 | District/General hospital | 1 | General | GB_stGeneral | 1 | 441 | Gloves, vinyl, powder free, disposable, size S, 100 per pack | GB_stGlovesVinylPowderFreeDisposableSizeS100PerPack | 16.4 | 60 | 221
20 | Infrastructure | 3 | District/General hospital | 1 | General | GB_stGeneral | 1 | 442 | Gloves, vinyl, powder free, disposable, size M, 100 per pack | GB_stGlovesVinylPowderFreeDisposableSizeM100PerPack | 16.4 | 90 | 220
20 | Infrastructure | 3 | District/General hospital | 1 | General | GB_stGeneral | 1 | 443 | Gloves, vinyl, powder free, disposable, size L, 100 per pack | GB_stGlovesVinylPowderFreeDisposableSizeL100PerPack | 16.4 | 30 | 216
20 | Infrastructure | 3 | District/General hospital | 1 | General | GB_stGeneral | 1 | 444 | Forceps plastic | GB_stForcepsPlastic | 15.03 | 3 | 201
20 | Infrastructure | 3 | District/General hospital | 1 | General | GB_stGeneral | 1 | 445 | Bottles, plastic | GB_stBottlesPlastic | 30.06 | 3 | 65
20 | Infrastructure | 3 | District/General hospital | 1 | General | GB_stGeneral | 1 | 446 | Marker pen, water resistant | GB_stMarkerPenWaterResist | 6.83 | 3 | 286
20 | Infrastructure | 3 | District/General hospital | 1 | General | GB_stGeneral | 1 | 447 | Gloves, nitril, powder free, disposable, size 6-7, 100 per pack | GB_stGlovesNitrilPowderFreeDisposableSize67100PerPack | 19.13 | 10 | 217
20 | Infrastructure | 3 | District/General hospital | 1 | General | GB_stGeneral | 1 | 448 | Gloves, nitril, powder free, disposable, size 7-8, 100 per pack | GB_stGlovesNitrilPowderFreeDisposableSize78100PerPack | 20.49 | 5 | 218
20 | Infrastructure | 3 | District/General hospital | 1 | General | GB_stGeneral | 1 | 449 | Gloves, nitril, powder free, disposable, size 8-9, 100 per pack | GB_stGlovesNitrilPowderFreeDisposableSize89100PerPack | 21.86 | 2 | 219
20 | Infrastructure | 3 | District/General hospital | 1 | General | GB_stGeneral | 1 | 450 | Strips for the rapid detection of resistance to isoniazid and rifampicin, per strip | GB_stStripsRapidDetectionResistIsonRifampPerStrip | 24.59 | 1000 | 482
20 | Infrastructure | 3 | District/General hospital | 1 | General | GB_stGeneral | 1 | 451 | Strips for the rapid detection of resistance to isoniazid and rifampicin, per strip | GB_stStripsRapidDetectionResistIsonRifampPerStrip | 3.5 | 1000 | 482
20 | Infrastructure | 3 | District/General hospital | 1 | General | GB_stGeneral | 1 | 452 | TB Laboratory Equipment - Molecular tests | GB_stTBLabEquipmentMolecularTests | 0 | 0 | 506
20 | Infrastructure | 3 | District/General hospital | 1 | General | GB_stGeneral | 1 | 453 | PCR-Workstation UV | GB_stPcrWorkstationUv | 3142.49 | 1 | 356
20 | Infrastructure | 3 | District/General hospital | 1 | General | GB_stGeneral | 1 | 454 | Thermocycler | GB_stThermocycler | 4782.05 | 1 | 515
20 | Infrastructure | 3 | District/General hospital | 1 | General | GB_stGeneral | 1 | 455 | Ultrasonic bath | GB_stUltrasonicBath | 1639.56 | 1 | 550
20 | Infrastructure | 3 | District/General hospital | 1 | General | GB_stGeneral | 1 | 456 | Thermoshaker for hybridization | GB_stThermoshakerHybridization | 3005.86 | 1 | 520
20 | Infrastructure | 3 | District/General hospital | 1 | General | GB_stGeneral | 1 | 457 | Optional 8-channel pipette, 5 - 50 �l | GB_stOpt8ChannelPipette550L | 587.51 | 1 | 322
20 | Infrastructure | 3 | District/General hospital | 1 | General | GB_stGeneral | 1 | 458 | Optional 8-channel pipette, 50 - 300 �l | GB_stOpt8ChannelPipette50300L | 587.51 | 1 | 323
20 | Infrastructure | 3 | District/General hospital | 1 | General | GB_stGeneral | 1 | 459 | Optional Electrophoresis, horizontal mini gel system | GB_stOptElectrophoresisHorizontalMiniGelSystem | 409.89 | 1 | 324
20 | Infrastructure | 3 | District/General hospital | 1 | General | GB_stGeneral | 1 | 460 | Optional Power supply for electrophoresis | GB_stOptPowerSupplyElectrophoresis | 478.21 | 1 | 327
20 | Infrastructure | 3 | District/General hospital | 1 | General | GB_stGeneral | 1 | 461 | Optional UV-light illuminator at least 200 x 200 mm window | GB_stOptUvLightIlluminatorLeast200X200MmWindow | 1639.56 | 1 | 328
20 | Infrastructure | 3 | District/General hospital | 1 | General | GB_stGeneral | 1 | 462 | Optional Microwave oven, approx. 900 W, inner volume minimum 20 litres | GB_stOptMicrowaveOvenApprox900WInnerVolumeMin20Litres | 819.78 | 1 | 326
20 | Infrastructure | 3 | District/General hospital | 1 | General | GB_stGeneral | 1 | 463 | Racks, for tubes 1.5 - 2 ml, 10 mm diameter, at least 20 positions | GB_stRacksTubes152Ml10MmDiameterLeast20Positions | 6.83 | 10 | 386
20 | Infrastructure | 3 | District/General hospital | 1 | General | GB_stGeneral | 1 | 464 | Centrifuge for standard reaction tubes | GB_stCentrifugeStandardReactionTubes | 2459.34 | 1 | 89
20 | Infrastructure | 3 | District/General hospital | 1 | General | GB_stGeneral | 1 | 465 | Floating rack for 20 seats, diameter 10 mm, 2ml, for ultrasonic bath | GB_stFloatingRack20SeatsDiameter10Mm2MlUltrasonicBath | 9.56 | 2 | 194
20 | Infrastructure | 3 | District/General hospital | 1 | General | GB_stGeneral | 1 | 466 | Deep freeze storage box with lid for 2 ml cryovials , autoclavable PP | GB_stDeepFreezeStorageBoxLid2MlCryovialsAutoclavablePp | 10.93 | 10 | 130
20 | Infrastructure | 3 | District/General hospital | 1 | General | GB_stGeneral | 1 | 467 | Deep freeze storage box with lid for 0.2ml PCR tubes, autoclavable PP. | GB_stDeepFreezeStorageBoxLid02MlPcrTubesAutoclavablePp | 11.07 | 10 | 129
20 | Infrastructure | 3 | District/General hospital | 1 | General | GB_stGeneral | 1 | 468 | 1-channel pipette, variable from 0.5 - 10 �l, | GB_st1ChannelPipetteVariableFrom0510L | 273.26 | 3 | 2
20 | Infrastructure | 3 | District/General hospital | 1 | General | GB_stGeneral | 1 | 469 | 1-channel pipette, variable from 10 - 100 �l | GB_st1ChannelPipetteVariableFrom10100L | 273.26 | 4 | 3
20 | Infrastructure | 3 | District/General hospital | 1 | General | GB_stGeneral | 1 | 470 | 1-channel pipette, variable from 100 - 1000 �l, | GB_st1ChannelPipetteVariableFrom1001000L | 273.26 | 4 | 4
20 | Infrastructure | 3 | District/General hospital | 1 | General | GB_stGeneral | 1 | 471 | Racks suitable for pipettes offered, at least 4 positions | GB_stRacksSuitablePipettesOfferedLeast4Positions | 109.3 | 4 | 385
20 | Infrastructure | 3 | District/General hospital | 1 | General | GB_stGeneral | 1 | 472 | Refrigerator with freezing department | GB_stRefrigeratorFreezingDepartment | 409.89 | 1 | 401
20 | Infrastructure | 3 | District/General hospital | 1 | General | GB_stGeneral | 1 | 473 | Freezer | GB_stFreezer | 546.52 | 1 | 205
20 | Infrastructure | 3 | District/General hospital | 1 | General | GB_stGeneral | 1 | 474 | Stand for multichannel pipettes | GB_stStandMultichannelPipettes | 122.97 | 1 | 452
20 | Infrastructure | 3 | District/General hospital | 1 | General | GB_stGeneral | 1 | 475 | Hand-dispenser pipette, 5 dosage steps, suited for combitips | GB_stHandDispenserPipette5DosageStepsSuitedCombitips | 218.61 | 2 | 228
20 | Infrastructure | 3 | District/General hospital | 1 | General | GB_stGeneral | 1 | 476 | Tripod stand for waste bags of 2 litres | GB_stTripodStandWasteBags2Litres | 10.25 | 5 | 542
20 | Infrastructure | 3 | District/General hospital |  |  | GB_stNull | 2 | 477 | shelf | GB_stShelf | 108 | 5 | 433
20 | Infrastructure | 3 | District/General hospital |  |  | GB_stNull | 2 | 478 | shelf with racks | GB_stShelfRacks | 126 | 4 | 435
20 | Infrastructure | 3 | District/General hospital |  |  | GB_stNull | 2 | 479 | shelf with racks | GB_stShelfRacks | 144 | 12 | 435
20 | Infrastructure | 3 | District/General hospital |  |  | GB_stNull | 2 | 480 | shelf with | GB_stShelfWith | 108 | 4 | 434
20 | Infrastructure | 3 | District/General hospital |  |  | GB_stNull | 2 | 481 | file cabinet 4 drawers | GB_stFileCabinet4Drawers | 155 | 1 | 192
20 | Infrastructure | 3 | District/General hospital |  |  | GB_stNull | 2 | 482 | secretary chair | GB_stSecretaryChair | 45 | 12 | 430
20 | Infrastructure | 3 | District/General hospital |  |  | GB_stNull | 2 | 483 | Stools, Adjustable | GB_stStoolsAdjustable | 54 | 5 | 474
20 | Infrastructure | 3 | District/General hospital |  |  | GB_stNull | 2 | 484 | chair | GB_stChair | 54 | 15 | 95
20 | Infrastructure | 3 | District/General hospital |  |  | GB_stNull | 2 | 485 | stool, revolving | GB_stStoolRevolving | 35 | 15 | 472
20 | Infrastructure | 3 | District/General hospital |  |  | GB_stNull | 2 | 486 | stool, revolving with backrest | GB_stStoolRevolvingBackrest | 68 | 22 | 473
20 | Infrastructure | 3 | District/General hospital |  |  | GB_stNull | 2 | 487 | bath,trough | GB_stBathTrough | 270 | 1 | 56
20 | Infrastructure | 3 | District/General hospital |  |  | GB_stNull | 2 | 488 | step stool | GB_stStepStool | 52 | 10 | 456
20 | Infrastructure | 3 | District/General hospital |  |  | GB_stNull | 2 | 489 | bars, paralel for rehabilitation | GB_stBarsParalelRehabilitation | 819 | 1 | 51
20 | Infrastructure | 3 | District/General hospital |  |  | GB_stNull | 2 | 490 | ergometer | GB_stErgometer | 0 | 3 | 171
20 | Infrastructure | 3 | District/General hospital |  |  | GB_stNull | 2 | 491 | hamper | GB_stHamper | 68 | 109 | 226
20 | Infrastructure | 3 | District/General hospital |  |  | GB_stNull | 2 | 492 | waste disposal with pedal | GB_stWasteDisposalPedal | 46 | 12 | 572
20 | Infrastructure | 3 | District/General hospital |  |  | GB_stNull | 2 | 493 | cart, dressing | GB_stCartDressing | 396 | 16 | 84
20 | Infrastructure | 3 | District/General hospital |  |  | GB_stNull | 2 | 494 | Carts, Linen/Laundry | GB_stCartsLinenLaundry | 167 | 27 | 85
20 | Infrastructure | 3 | District/General hospital |  |  | GB_stNull | 2 | 495 | carts, supermarket for sterilized | GB_stCartsSupermarketSterilized | 360 | 3 | 86
20 | Infrastructure | 3 | District/General hospital |  |  | GB_stNull | 2 | 496 | wheel cart | GB_stWheelCart | 540 | 8 | 1
20 | Infrastructure | 3 | District/General hospital |  |  | GB_stNull | 2 | 497 | Hampers | GB_stHampers | 32 | 22 | 227
20 | Infrastructure | 3 | District/General hospital |  |  | GB_stNull | 2 | 498 | cushion, therapeutic exercises | GB_stCushionTherapeuticExercises | 180 | 1 | 125
20 | Infrastructure | 3 | District/General hospital |  |  | GB_stNull | 2 | 499 | Toileting assistive products | GB_stToiletingAssistiveProducts | 63 | 100 | 534
20 | Infrastructure | 3 | District/General hospital |  |  | GB_stNull | 2 | 500 | infant bedpan | GB_stInfantBedpan | 63 | 17 | 242
20 | Infrastructure | 3 | District/General hospital |  |  | GB_stNull | 2 | 501 | Curtain, general-purpose, single use | GB_stCurtainGeneralPurposeSingleUse | 101 | 39 | 122
20 | Infrastructure | 3 | District/General hospital |  |  | GB_stNull | 2 | 502 | bucket, inox | GB_stBucketInox | 46 | 32 | 71
20 | Infrastructure | 3 | District/General hospital |  |  | GB_stNull | 2 | 503 | steps, finger rehabilitation | GB_stStepsFingerRehabilitation | 144 | 2 | 458
20 | Infrastructure | 3 | District/General hospital |  |  | GB_stNull | 2 | 504 | steps and ramp rehab | GB_stStepsRampRehab | 666 | 1 | 457
20 | Infrastructure | 3 | District/General hospital |  |  | GB_stNull | 2 | 505 | desk, physician | GB_stDeskPhysician | 135 | 11 | 135
20 | Infrastructure | 3 | District/General hospital |  |  | GB_stNull | 2 | 506 | computer terminals, hospital inf system | GB_stComputerTerminalsHospitalInfSystem | 1350 | 17 | 113
20 | Infrastructure | 3 | District/General hospital |  |  | GB_stNull | 2 | 507 | Table, instrument | GB_stTableInstrument | 180 | 3 | 490
20 | Infrastructure | 3 | District/General hospital |  |  | GB_stNull | 2 | 508 | table, mayo | GB_stTableMayo | 108 | 11 | 492
20 | Infrastructure | 3 | District/General hospital |  |  | GB_stNull | 2 | 509 | table, pasteur | GB_stTablePasteur | 180 | 43 | 497
20 | Infrastructure | 3 | District/General hospital |  |  | GB_stNull | 2 | 510 | table, kydney | GB_stTableKydney | 180 | 1 | 491
20 | Infrastructure | 3 | District/General hospital |  |  | GB_stNull | 2 | 511 | Urinals | GB_stUrinals | 33 | 20 | 557
20 | Infrastructure | 3 | District/General hospital |  |  | GB_stNull | 2 | 512 | hanger, radiological aprons | GB_stHangerRadiologicalAprons | 23 | 1 | 229
20 | Infrastructure | 3 | District/General hospital |  |  | GB_stNull | 2 | 513 | Toileting assistive products | GB_stToiletingAssistiveProducts | 81 | 20 | 534
20 | Infrastructure | 3 | District/General hospital |  |  | GB_stNull | 2 | 514 | Intravenous hanger | GB_stIntravenousHanger | 54 | 84 | 249
20 | Infrastructure | 3 | District/General hospital |  |  | GB_stNull | 2 | 515 | clock, wall | GB_stClockWall | 45 | 2 | 107
20 | Infrastructure | 3 | District/General hospital |  |  | GB_stNull | 2 | 516 | rail, infusion | GB_stRailInfusion | 41 | 31 | 393
20 | Infrastructure | 3 | District/General hospital |  |  | GB_stNull | 2 | 517 | Wheelchair, <specify> | GB_stWheelchairSpecify | 405 | 17 | 580
20 | Infrastructure | 3 | District/General hospital |  |  | GB_stNull | 2 | 518 | Cabinets, Storage, Bedpan/Urinal | GB_stCabinetsStorageBedpanUrinal | 743 | 1 | 80
20 | Infrastructure | 4 | National/Regional/Provincial hospital | 1 | General | GB_stGeneral | 1 | 519 | Accelerator system, linear | GB_stAcceleratorSystemLinear | 750000 | 1 | 5
20 | Infrastructure | 4 | National/Regional/Provincial hospital | 1 | General | GB_stGeneral | 1 | 520 | Anaesthesia gas delivery unit | GB_stAnaesthesiaGasDeliveryUnit | 80063.98 | 6 | 8
20 | Infrastructure | 4 | National/Regional/Provincial hospital | 1 | General | GB_stGeneral | 1 | 521 | Anaesthesia system, general-purpose | GB_stAnaesthesiaSystemGeneralPurpose | 86306.2 | 1 | 11
20 | Infrastructure | 4 | National/Regional/Provincial hospital | 1 | General | GB_stGeneral | 1 | 522 | Analyser, blood culture, automated | GB_stAnalyserBloodCultureAutomated | 8164.8 | 1 | 13
20 | Infrastructure | 4 | National/Regional/Provincial hospital | 1 | General | GB_stGeneral | 1 | 523 | Analyser, blood gas, general-purpose | GB_stAnalyserBloodGasGeneralPurpose | 58965.93 | 2 | 14
20 | Infrastructure | 4 | National/Regional/Provincial hospital | 1 | General | GB_stGeneral | 1 | 524 | Analyser, clinical chemistry, automated, discrete | GB_stAnalyserClinicalChemistryAutomatedDiscrete | 26987.23 | 2 | 16
20 | Infrastructure | 4 | National/Regional/Provincial hospital | 1 | General | GB_stGeneral | 1 | 525 | Analyser, electrolyte, flame photometer | GB_stAnalyserElectrolyteFlamePhotometer | 58965.93 | 4 | 17
20 | Infrastructure | 4 | National/Regional/Provincial hospital | 1 | General | GB_stGeneral | 1 | 526 | Analyser, electrophoresis, protein fractionation | GB_stAnalyserElectrophoresisProteinFractionation | 57000 | 1 | 18
20 | Infrastructure | 4 | National/Regional/Provincial hospital | 1 | General | GB_stGeneral | 1 | 527 | Analyser, haematology, blood grouping | GB_stAnalyserHaematologyBloodGrouping | 6248 | 2 | 20
20 | Infrastructure | 4 | National/Regional/Provincial hospital | 1 | General | GB_stGeneral | 1 | 528 | Analyser, haematology, cell-differential | GB_stAnalyserHaematologyCellDifferential | 563.71 | 2 | 21
20 | Infrastructure | 4 | National/Regional/Provincial hospital | 1 | General | GB_stGeneral | 1 | 529 | Analyser, immunoassay, chemiluminescent | GB_stAnalyserImmunoassayChemiluminescent | 42000 | 2 | 24
20 | Infrastructure | 4 | National/Regional/Provincial hospital | 1 | General | GB_stGeneral | 1 | 530 | Analyser, immunoassay, enzyme | GB_stAnalyserImmunoassayEnzyme | 9000 | 1 | 25
20 | Infrastructure | 4 | National/Regional/Provincial hospital | 1 | General | GB_stGeneral | 1 | 531 | Analyser, immunoassay, fluorescent | GB_stAnalyserImmunoassayFluorescent | 25000 | 1 | 26
20 | Infrastructure | 4 | National/Regional/Provincial hospital | 1 | General | GB_stGeneral | 1 | 532 | Analyser, immunoassay, light transmission | GB_stAnalyserImmunoassayLightTransmission | 0 | 1 | 27
20 | Infrastructure | 4 | National/Regional/Provincial hospital | 1 | General | GB_stGeneral | 1 | 533 | Analyser, immunoassay, radioisotopic | GB_stAnalyserImmunoassayRadioisotopic | 0 | 1 | 28
20 | Infrastructure | 4 | National/Regional/Provincial hospital | 1 | General | GB_stGeneral | 1 | 534 | Analyser, photometer, general-purpose | GB_stAnalyserPhotometerGeneralPurpose | 3045.4 | 3 | 30
20 | Infrastructure | 4 | National/Regional/Provincial hospital | 1 | General | GB_stGeneral | 1 | 535 | Analyser, urine | GB_stAnalyserUrine | 1289.99 | 1 | 31
20 | Infrastructure | 4 | National/Regional/Provincial hospital | 1 | General | GB_stGeneral | 1 | 536 | Apheresis unit | GB_stApheresisUnit | 10000 | 1 | 36
20 | Infrastructure | 4 | National/Regional/Provincial hospital | 1 | General | GB_stGeneral | 1 | 537 | Arthroscope, flexible, fibreoptic | GB_stArthroscopeFlexibleFibreoptic | 1000 | 1 | 38
20 | Infrastructure | 4 | National/Regional/Provincial hospital | 1 | General | GB_stGeneral | 1 | 538 | Articulator, dental | GB_stArticulatorDental | 0 | 1 | 39
20 | Infrastructure | 4 | National/Regional/Provincial hospital | 1 | General | GB_stGeneral | 1 | 539 | Audiometer, impedance | GB_stAudiometerImpedance | 0 | 1 | 40
20 | Infrastructure | 4 | National/Regional/Provincial hospital | 1 | General | GB_stGeneral | 1 | 540 | Audiometer, pure-tone | GB_stAudiometerPureTone | 0 | 2 | 41
20 | Infrastructure | 4 | National/Regional/Provincial hospital | 1 | General | GB_stGeneral | 1 | 541 | Bar-code reader | GB_stBarCodeReader | 0 | 1 | 50
20 | Infrastructure | 4 | National/Regional/Provincial hospital | 1 | General | GB_stGeneral | 1 | 542 | Bath, hydro-massage therapy | GB_stBathHydroMassageTherapy | 2720 | 1 | 53
20 | Infrastructure | 4 | National/Regional/Provincial hospital | 1 | General | GB_stGeneral | 1 | 543 | Bath, paraffin, physical therapy | GB_stBathParaffinPhysicalTherapy | 4426.84 | 1 | 54
20 | Infrastructure | 4 | National/Regional/Provincial hospital | 1 | General | GB_stGeneral | 1 | 544 | Bath, ultrasonic | GB_stBathUltrasonic | 33843.23 | 1 | 55
20 | Infrastructure | 4 | National/Regional/Provincial hospital | 1 | General | GB_stGeneral | 1 | 545 | Bed, general-purpose, electrically-powered | GB_stBedGeneralPurposeElectricallyPowered | 19344.18 | 11 | 57
20 | Infrastructure | 4 | National/Regional/Provincial hospital | 1 | General | GB_stGeneral | 1 | 546 | Bed, general-purpose, manually-operated | GB_stBedGeneralPurposeManuallyOperated | 4603.04 | 3 | 58
20 | Infrastructure | 4 | National/Regional/Provincial hospital | 1 | General | GB_stGeneral | 1 | 547 | Bed, infant, general-purpose | GB_stBedInfantGeneralPurpose | 1000 | 3 | 59
20 | Infrastructure | 4 | National/Regional/Provincial hospital | 1 | General | GB_stGeneral | 1 | 548 | Bed, orthopedic | GB_stBedOrthopedic | 1000 | 1 | 60
20 | Infrastructure | 4 | National/Regional/Provincial hospital | 1 | General | GB_stGeneral | 1 | 549 | Bed, paediatric | GB_stBedPaediatric | 2398.01 | 1 | 61
20 | Infrastructure | 4 | National/Regional/Provincial hospital | 1 | General | GB_stGeneral | 1 | 550 | Bedpan, general-purpose | GB_stBedpanGeneralPurpose | 40.32 | 13 | 62
20 | Infrastructure | 4 | National/Regional/Provincial hospital | 1 | General | GB_stGeneral | 1 | 551 | Board, arm | GB_stBoardArm | 200 | 1 | 64
20 | Infrastructure | 4 | National/Regional/Provincial hospital | 1 | General | GB_stGeneral | 1 | 552 | Bowl, emesis, reusable | GB_stBowlEmesisReusable | 5.42 | 16 | 66
20 | Infrastructure | 4 | National/Regional/Provincial hospital | 1 | General | GB_stGeneral | 1 | 553 | Bowl, washing | GB_stBowlWashing | 7.18 | 36 | 68
20 | Infrastructure | 4 | National/Regional/Provincial hospital | 1 | General | GB_stGeneral | 1 | 554 | Bucket, swab | GB_stBucketSwab | 44.97 | 102 | 72
20 | Infrastructure | 4 | National/Regional/Provincial hospital | 1 | General | GB_stGeneral | 1 | 555 | Bunsen burner | GB_stBunsenBurner | 38.78 | 2 | 73
20 | Infrastructure | 4 | National/Regional/Provincial hospital | 1 | General | GB_stGeneral | 1 | 556 | Cabinet, bedside | GB_stCabinetBedside | 65.33 | 5 | 75
20 | Infrastructure | 4 | National/Regional/Provincial hospital | 1 | General | GB_stGeneral | 1 | 557 | Cabinet, dental | GB_stCabinetDental | 179.82 | 1 | 76
20 | Infrastructure | 4 | National/Regional/Provincial hospital | 1 | General | GB_stGeneral | 1 | 558 | Cabinet, instrument, general-purpose | GB_stCabinetInstrumentGeneralPurpose | 179.82 | 6 | 77
20 | Infrastructure | 4 | National/Regional/Provincial hospital | 1 | General | GB_stGeneral | 1 | 559 | Cabinet, medicine | GB_stCabinetMedicine | 179.82 | 26 | 78
20 | Infrastructure | 4 | National/Regional/Provincial hospital | 1 | General | GB_stGeneral | 1 | 560 | Cabinet, slide storage | GB_stCabinetSlideStorage | 1931.53 | 2 | 79
20 | Infrastructure | 4 | National/Regional/Provincial hospital | 1 | General | GB_stGeneral | 1 | 561 | CAD/CAM unit, radiotherapy beam block | GB_stCadCamUnitRadiotherapyBeamBlock | 4000 | 1 | 82
20 | Infrastructure | 4 | National/Regional/Provincial hospital | 1 | General | GB_stGeneral | 1 | 562 | Calliper, skinfold, manually-operated | GB_stCalliperSkinfoldManuallyOperated | 926.71 | 1 | 83
20 | Infrastructure | 4 | National/Regional/Provincial hospital | 1 | General | GB_stGeneral | 1 | 563 | Cast cutter, electrically-powered | GB_stCastCutterElectricallyPowered | 1692.25 | 1 | 87
20 | Infrastructure | 4 | National/Regional/Provincial hospital | 1 | General | GB_stGeneral | 1 | 564 | Centrifuge, cell washing | GB_stCentrifugeCellWashing | 93836.72 | 2 | 92
20 | Infrastructure | 4 | National/Regional/Provincial hospital | 1 | General | GB_stGeneral | 1 | 565 | Centrifuge, cytology | GB_stCentrifugeCytology | 2118.38 | 1 | 93
20 | Infrastructure | 4 | National/Regional/Provincial hospital | 1 | General | GB_stGeneral | 1 | 566 | Centrifuge, general-purpose laboratory | GB_stCentrifugeGeneralPurposeLab | 12253.38 | 8 | 94
20 | Infrastructure | 4 | National/Regional/Provincial hospital | 1 | General | GB_stGeneral | 1 | 567 | Chair, bath/shower | GB_stChairBathShower | 95.65 | 5 | 96
20 | Infrastructure | 4 | National/Regional/Provincial hospital | 1 | General | GB_stGeneral | 1 | 568 | Chair, blood donor | GB_stChairBloodDonor | 1679.08 | 1 | 97
20 | Infrastructure | 4 | National/Regional/Provincial hospital | 1 | General | GB_stGeneral | 1 | 569 | Chair, examination/treatment, electrically-powered | GB_stChairExaminationTreatElectricallyPowered | 732.95 | 16 | 99
20 | Infrastructure | 4 | National/Regional/Provincial hospital | 1 | General | GB_stGeneral | 1 | 570 | Chair, operator, dental | GB_stChairOperatorDental | 99.36 | 1 | 100
20 | Infrastructure | 4 | National/Regional/Provincial hospital | 1 | General | GB_stGeneral | 1 | 571 | Chart, eye, Amsler grid | GB_stChartEyeAmslerGrid | 0 | 1 | 102
20 | Infrastructure | 4 | National/Regional/Provincial hospital | 1 | General | GB_stGeneral | 1 | 572 | Chart, eye, colour discrimination | GB_stChartEyeColourDiscrimination | 209.41 | 1 | 103
20 | Infrastructure | 4 | National/Regional/Provincial hospital | 1 | General | GB_stGeneral | 1 | 573 | Chart, eye, visual acuity | GB_stChartEyeVisualAcuity | 96 | 1 | 104
20 | Infrastructure | 4 | National/Regional/Provincial hospital | 1 | General | GB_stGeneral | 1 | 574 | Chart, patient record | GB_stChartPatientRecord | 25.93 | 6 | 105
20 | Infrastructure | 4 | National/Regional/Provincial hospital | 1 | General | GB_stGeneral | 1 | 575 | Circulatory assist system, intra-aortic balloon | GB_stCirculatoryAssistSystemIntraAorticBalloon | 35000 | 1 | 106
20 | Infrastructure | 4 | National/Regional/Provincial hospital | 1 | General | GB_stGeneral | 1 | 576 | Colposcope | GB_stColposcope | 39548.65 | 2 | 108
20 | Infrastructure | 4 | National/Regional/Provincial hospital | 1 | General | GB_stGeneral | 1 | 577 | Contrast medium injector system, powered, multiphase | GB_stContrastMediumInjectorSystemPoweredMultiphase | 30523.2 | 2 | 117
20 | Infrastructure | 4 | National/Regional/Provincial hospital | 1 | General | GB_stGeneral | 1 | 578 | Cryosurgical unit, general-purpose | GB_stCryosurgicalUnitGeneralPurpose | 23691.15 | 2 | 118
20 | Infrastructure | 4 | National/Regional/Provincial hospital | 1 | General | GB_stGeneral | 1 | 579 | Cup, medicine | GB_stCupMedicine | 13.14 | 6 | 121
20 | Infrastructure | 4 | National/Regional/Provincial hospital | 1 | General | GB_stGeneral | 1 | 580 | Cushion, lumbar | GB_stCushionLumbar | 0 | 2 | 124
20 | Infrastructure | 4 | National/Regional/Provincial hospital | 1 | General | GB_stGeneral | 1 | 581 | Cystourethroscope, flexible, video | GB_stCystourethroscopeFlexibleVideo | 41050.75 | 2 | 126
20 | Infrastructure | 4 | National/Regional/Provincial hospital | 1 | General | GB_stGeneral | 1 | 582 | Darkroom film bin, diagnostic imaging | GB_stDarkroomFilmBinDiagImaging | 780.1 | 1 | 127
20 | Infrastructure | 4 | National/Regional/Provincial hospital | 1 | General | GB_stGeneral | 1 | 583 | Darkroom light, diagnostic imaging | GB_stDarkroomLightDiagImaging | 251.76 | 1 | 128
20 | Infrastructure | 4 | National/Regional/Provincial hospital | 1 | General | GB_stGeneral | 1 | 584 | Defibrillator,semi-automated | GB_stDefibrillatorSemiAutomated | 17156.73 | 1 | 131
20 | Infrastructure | 4 | National/Regional/Provincial hospital | 1 | General | GB_stGeneral | 1 | 585 | Dialyser reprocessing system | GB_stDialyserReprocessingSystem | 10470.72 | 1 | 136
20 | Infrastructure | 4 | National/Regional/Provincial hospital | 1 | General | GB_stGeneral | 1 | 586 | Dialysis system, haemo- | GB_stDialysisSystemHaemo | 4188.29 | 2 | 137
20 | Infrastructure | 4 | National/Regional/Provincial hospital | 1 | General | GB_stGeneral | 1 | 587 | Dialysis system, peritoneal | GB_stDialysisSystemPeritoneal | 2408.27 | 1 | 138
20 | Infrastructure | 4 | National/Regional/Provincial hospital | 1 | General | GB_stGeneral | 1 | 588 | Dictaphone system, digital | GB_stDictaphoneSystemDigital | 200 | 1 | 139
20 | Infrastructure | 4 | National/Regional/Provincial hospital | 1 | General | GB_stGeneral | 1 | 589 | Digital imaging scanner, radiographic | GB_stDigitalImagingScannerRadiographic | 42615.83 | 1 | 140
20 | Infrastructure | 4 | National/Regional/Provincial hospital | 1 | General | GB_stGeneral | 1 | 590 | Dilator, vaginal | GB_stDilatorVaginal | 15.8 | 1 | 141
20 | Infrastructure | 4 | National/Regional/Provincial hospital | 1 | General | GB_stGeneral | 1 | 591 | Dispenser, liquid, laboratory, electronic | GB_stDispenserLiquidLabElectronic | 300 | 1 | 145
20 | Infrastructure | 4 | National/Regional/Provincial hospital | 1 | General | GB_stGeneral | 1 | 592 | Dispenser, medication, liquid | GB_stDispenserMedicationLiquid | 5.36 | 1 | 146
20 | Infrastructure | 4 | National/Regional/Provincial hospital | 1 | General | GB_stGeneral | 1 | 593 | Dispenser, medication, narcotic control | GB_stDispenserMedicationNarcoticControl | 400 | 5 | 147
20 | Infrastructure | 4 | National/Regional/Provincial hospital | 1 | General | GB_stGeneral | 1 | 594 | Dispenser, paraffin | GB_stDispenserParaffin | 0 | 1 | 148
20 | Infrastructure | 4 | National/Regional/Provincial hospital | 1 | General | GB_stGeneral | 1 | 595 | Dispenser, soap | GB_stDispenserSoap | 395.2 | 2 | 149
20 | Infrastructure | 4 | National/Regional/Provincial hospital | 1 | General | GB_stGeneral | 1 | 596 | Distension unit, fluid, arthroscopic | GB_stDistensionUnitFluidArthroscopic | 1500 | 1 | 150
20 | Infrastructure | 4 | National/Regional/Provincial hospital | 1 | General | GB_stGeneral | 1 | 597 | Dosimeter, radiation, film badge | GB_stDosimeterRadiationFilmBadge | 2000 | 1 | 155
20 | Infrastructure | 4 | National/Regional/Provincial hospital | 1 | General | GB_stGeneral | 1 | 598 | Electrical conductivity measuring instrument, haemodialysis solution | GB_stElectricalConductivityMeasInstrumentHaemodialysisSolution | 0 | 1 | 158
20 | Infrastructure | 4 | National/Regional/Provincial hospital | 1 | General | GB_stGeneral | 1 | 599 | Electrocardiograph, general-purpose | GB_stElectrocardiographGeneralPurpose | 6891.47 | 7 | 159
20 | Infrastructure | 4 | National/Regional/Provincial hospital | 1 | General | GB_stGeneral | 1 | 600 | Electroencephalograph | GB_stElectroencephalograph | 38949.68 | 1 | 160
20 | Infrastructure | 4 | National/Regional/Provincial hospital | 1 | General | GB_stGeneral | 1 | 601 | Electromyograph | GB_stElectromyograph | 37694.59 | 1 | 161
20 | Infrastructure | 4 | National/Regional/Provincial hospital | 1 | General | GB_stGeneral | 1 | 602 | Electronystagmograph | GB_stElectronystagmograph | 2000 | 1 | 164
20 | Infrastructure | 4 | National/Regional/Provincial hospital | 1 | General | GB_stGeneral | 1 | 603 | Electrosurgical system generator, general-purpose | GB_stElectrosurgicalSystemGeneratorGeneralPurpose | 8851.89 | 7 | 165
20 | Infrastructure | 4 | National/Regional/Provincial hospital | 1 | General | GB_stGeneral | 1 | 604 | Endoscopic video image processor | GB_stEndoscopicVideoImageProcessor | 36196.59 | 1 | 167
20 | Infrastructure | 4 | National/Regional/Provincial hospital | 1 | General | GB_stGeneral | 1 | 605 | Endoscopic video imaging system | GB_stEndoscopicVideoImagingSystem | 36196.59 | 1 | 168
20 | Infrastructure | 4 | National/Regional/Provincial hospital | 1 | General | GB_stGeneral | 1 | 606 | ENT treatment system | GB_stEntTreatSystem | 10784.74 | 2 | 169
20 | Infrastructure | 4 | National/Regional/Provincial hospital | 1 | General | GB_stGeneral | 1 | 607 | Evacuator, smoke, surgical | GB_stEvacuatorSmokeSurgical | 800 | 2 | 178
20 | Infrastructure | 4 | National/Regional/Provincial hospital | 1 | General | GB_stGeneral | 1 | 608 | Exerciser, continuous passive motion, arm | GB_stExerciserContinuousPassiveMotionArm | 8805.89 | 1 | 180
20 | Infrastructure | 4 | National/Regional/Provincial hospital | 1 | General | GB_stGeneral | 1 | 609 | Exerciser, continuous passive motion, leg | GB_stExerciserContinuousPassiveMotionLeg | 8805.89 | 1 | 181
20 | Infrastructure | 4 | National/Regional/Provincial hospital | 1 | General | GB_stGeneral | 1 | 610 | Exerciser, finger | GB_stExerciserFinger | 2500 | 1 | 182
20 | Infrastructure | 4 | National/Regional/Provincial hospital | 1 | General | GB_stGeneral | 1 | 611 | Exerciser, hand | GB_stExerciserHand | 2500 | 2 | 183
20 | Infrastructure | 4 | National/Regional/Provincial hospital | 1 | General | GB_stGeneral | 1 | 612 | Exerciser, hand rails | GB_stExerciserHandRails | 18834.43 | 2 | 184
20 | Infrastructure | 4 | National/Regional/Provincial hospital | 1 | General | GB_stGeneral | 1 | 613 | Exerciser, leg | GB_stExerciserLeg | 0 | 1 | 185
20 | Infrastructure | 4 | National/Regional/Provincial hospital | 1 | General | GB_stGeneral | 1 | 614 | Exerciser, neck | GB_stExerciserNeck | 0 | 1 | 186
20 | Infrastructure | 4 | National/Regional/Provincial hospital | 1 | General | GB_stGeneral | 1 | 615 | Exerciser, shoulder | GB_stExerciserShoulder | 0 | 1 | 187
20 | Infrastructure | 4 | National/Regional/Provincial hospital | 1 | General | GB_stGeneral | 1 | 616 | Exerciser, stairs | GB_stExerciserStairs | 0 | 1 | 188
20 | Infrastructure | 4 | National/Regional/Provincial hospital | 1 | General | GB_stGeneral | 1 | 617 | Exophthalmometer | GB_stExophthalmometer | 0 | 1 | 190
20 | Infrastructure | 4 | National/Regional/Provincial hospital | 1 | General | GB_stGeneral | 1 | 618 | Extraction system, orthopaedic cement | GB_stExtractionSystemOrthopaedicCement | 0 | 1 | 191
20 | Infrastructure | 4 | National/Regional/Provincial hospital | 1 | General | GB_stGeneral | 1 | 619 | Flowmeter, oxygen therapy | GB_stFlowmeterOxygenTherapy | 83.15 | 29 | 195
20 | Infrastructure | 4 | National/Regional/Provincial hospital | 1 | General | GB_stGeneral | 1 | 620 | Fluid delivery mount, general-purpose | GB_stFluidDeliveryMountGeneralPurpose | 72.61 | 46 | 196
20 | Infrastructure | 4 | National/Regional/Provincial hospital | 1 | General | GB_stGeneral | 1 | 621 | Focimeter | GB_stFocimeter | 650 | 1 | 197
20 | Infrastructure | 4 | National/Regional/Provincial hospital | 1 | General | GB_stGeneral | 1 | 622 | Foetal heart detector, phono | GB_stFoetalHeartDetectorPhono | 843 | 3 | 198
20 | Infrastructure | 4 | National/Regional/Provincial hospital | 1 | General | GB_stGeneral | 1 | 623 | Foot arch tracing unit | GB_stFootArchTracingUnit | 154.58 | 2 | 199
20 | Infrastructure | 4 | National/Regional/Provincial hospital | 1 | General | GB_stGeneral | 1 | 624 | Footstool, conductive | GB_stFootstoolConductive | 42.63 | 41 | 200
20 | Infrastructure | 4 | National/Regional/Provincial hospital | 1 | General | GB_stGeneral | 1 | 625 | Forceps, sterilizer transfer | GB_stForcepsSterilizerTransfer | 20.64 | 31 | 202
20 | Infrastructure | 4 | National/Regional/Provincial hospital | 1 | General | GB_stGeneral | 1 | 626 | Fork, tuning | GB_stForkTuning | 80 | 5 | 204
20 | Infrastructure | 4 | National/Regional/Provincial hospital | 1 | General | GB_stGeneral | 1 | 627 | Freezer, blood product | GB_stFreezerBloodProduct | 10235.65 | 2 | 206
20 | Infrastructure | 4 | National/Regional/Provincial hospital | 1 | General | GB_stGeneral | 1 | 628 | Freezer, ultra-low | GB_stFreezerUltraLow | 0 | 1 | 207
20 | Infrastructure | 4 | National/Regional/Provincial hospital | 1 | General | GB_stGeneral | 1 | 629 | Furnace, dental, porcelain | GB_stFurnaceDentalPorcelain | 2000 | 1 | 211
20 | Infrastructure | 4 | National/Regional/Provincial hospital | 1 | General | GB_stGeneral | 1 | 630 | Gasometer | GB_stGasometer | 58965.93 | 4 | 212
20 | Infrastructure | 4 | National/Regional/Provincial hospital | 1 | General | GB_stGeneral | 1 | 631 | Glucose meter, self-testing | GB_stGlucoseMeterSelfTest | 400.75 | 5 | 222
20 | Infrastructure | 4 | National/Regional/Provincial hospital | 1 | General | GB_stGeneral | 1 | 632 | Haematological separator, cell/plasma | GB_stHaematologicalSeparatorCellPlasma | 2480.94 | 1 | 224
20 | Infrastructure | 4 | National/Regional/Provincial hospital | 1 | General | GB_stGeneral | 1 | 633 | Hammer, percussion | GB_stHammerPercussion | 188.47 | 12 | 225
20 | Infrastructure | 4 | National/Regional/Provincial hospital | 1 | General | GB_stGeneral | 1 | 634 | Hamper | GB_stHamper | 14.51 | 3 | 226
20 | Infrastructure | 4 | National/Regional/Provincial hospital | 1 | General | GB_stGeneral | 1 | 635 | Heater, infant, mobile | GB_stHeaterInfantMobile | 1500 | 4 | 231
20 | Infrastructure | 4 | National/Regional/Provincial hospital | 1 | General | GB_stGeneral | 1 | 636 | Heating/cooling pad control unit | GB_stHeatingCoolingPadControlUnit | 9000 | 2 | 232
20 | Infrastructure | 4 | National/Regional/Provincial hospital | 1 | General | GB_stGeneral | 1 | 637 | Humidifier, heated | GB_stHumidifierHeated | 1570.61 | 2 | 234
20 | Infrastructure | 4 | National/Regional/Provincial hospital | 1 | General | GB_stGeneral | 1 | 638 | Hysteroscope, flexible, video | GB_stHysteroscopeFlexibleVideo | 25711.86 | 1 | 236
20 | Infrastructure | 4 | National/Regional/Provincial hospital | 1 | General | GB_stGeneral | 1 | 639 | Incubator, infant, stationary | GB_stIncubatorInfantStationary | 18737.59 | 2 | 238
20 | Infrastructure | 4 | National/Regional/Provincial hospital | 1 | General | GB_stGeneral | 1 | 640 | Incubator, infant, transportable | GB_stIncubatorInfantTransportable | 17025.27 | 2 | 239
20 | Infrastructure | 4 | National/Regional/Provincial hospital | 1 | General | GB_stGeneral | 1 | 641 | Incubator, laboratory, aerobic | GB_stIncubatorLabAerobic | 1500 | 1 | 240
20 | Infrastructure | 4 | National/Regional/Provincial hospital | 1 | General | GB_stGeneral | 1 | 642 | Incubator, laboratory, anaerobic | GB_stIncubatorLabAnaerobic | 2000 | 1 | 241
20 | Infrastructure | 4 | National/Regional/Provincial hospital | 1 | General | GB_stGeneral | 1 | 643 | Information system, radiology | GB_stInformationSystemRadiology | 50000 | 1 | 243
20 | Infrastructure | 4 | National/Regional/Provincial hospital | 1 | General | GB_stGeneral | 1 | 644 | Infusion pump, multichannel | GB_stInfusionPumpMultichannel | 2284.86 | 15 | 245
20 | Infrastructure | 4 | National/Regional/Provincial hospital | 1 | General | GB_stGeneral | 1 | 645 | Infusion pump, syringe | GB_stInfusionPumpSyringe | 4000 | 4 | 246
20 | Infrastructure | 4 | National/Regional/Provincial hospital | 1 | General | GB_stGeneral | 1 | 646 | Joint movement tester | GB_stJointMovementTester | 0 | 1 | 251
20 | Infrastructure | 4 | National/Regional/Provincial hospital | 1 | General | GB_stGeneral | 1 | 647 | Keratome, line-powered | GB_stKeratomeLinePowered | 20000 | 1 | 252
20 | Infrastructure | 4 | National/Regional/Provincial hospital | 1 | General | GB_stGeneral | 1 | 648 | Kick bucket | GB_stKickBucket | 44.97 | 29 | 253
20 | Infrastructure | 4 | National/Regional/Provincial hospital | 1 | General | GB_stGeneral | 1 | 649 | Labelling machine | GB_stLabellingMachine | 0 | 1 | 254
20 | Infrastructure | 4 | National/Regional/Provincial hospital | 1 | General | GB_stGeneral | 1 | 650 | Laminar airflow unit, stationary, pharmaceutical | GB_stLaminarAirflowUnitStationaryPharmaceutical | 6878.11 | 1 | 262
20 | Infrastructure | 4 | National/Regional/Provincial hospital | 1 | General | GB_stGeneral | 1 | 651 | Laminar, airflow unit, mobile | GB_stLaminarAirflowUnitMobile | 6310.44 | 5 | 263
20 | Infrastructure | 4 | National/Regional/Provincial hospital | 1 | General | GB_stGeneral | 1 | 652 | Laryngoscope, intubation | GB_stLaryngoscopeIntubation | 843.43 | 1 | 264
20 | Infrastructure | 4 | National/Regional/Provincial hospital | 1 | General | GB_stGeneral | 1 | 653 | Laser, argon | GB_stLaserArgon | 20000 | 1 | 265
20 | Infrastructure | 4 | National/Regional/Provincial hospital | 1 | General | GB_stGeneral | 1 | 654 | Laser, Nd:YAG | GB_stLaserNdYag | 89000 | 1 | 267
20 | Infrastructure | 4 | National/Regional/Provincial hospital | 1 | General | GB_stGeneral | 1 | 655 | Lavage unit, ENT | GB_stLavageUnitEnt | 1426.11 | 1 | 268
20 | Infrastructure | 4 | National/Regional/Provincial hospital | 1 | General | GB_stGeneral | 1 | 656 | Lens set, trial | GB_stLensSetTrial | 1234.05 | 1 | 269
20 | Infrastructure | 4 | National/Regional/Provincial hospital | 1 | General | GB_stGeneral | 1 | 657 | Lift, patient transfer, mobile | GB_stLiftPatientTransferMobile | 0 | 1 | 270
20 | Infrastructure | 4 | National/Regional/Provincial hospital | 1 | General | GB_stGeneral | 1 | 658 | Light source, endoscope, line-powered | GB_stLightSourceEndoscopeLinePowered | 300.92 | 1 | 271
20 | Infrastructure | 4 | National/Regional/Provincial hospital | 1 | General | GB_stGeneral | 1 | 659 | Light system, surgical | GB_stLightSystemSurgical | 8876.09 | 15 | 272
20 | Infrastructure | 4 | National/Regional/Provincial hospital | 1 | General | GB_stGeneral | 1 | 660 | Light therapy unit, infrared | GB_stLightTherapyUnitInfrared | 0 | 1 | 273
20 | Infrastructure | 4 | National/Regional/Provincial hospital | 1 | General | GB_stGeneral | 1 | 661 | Light therapy unit, photo | GB_stLightTherapyUnitPhoto | 3232.97 | 4 | 274
20 | Infrastructure | 4 | National/Regional/Provincial hospital | 1 | General | GB_stGeneral | 1 | 662 | Light, examination, hand-held, battery-powered | GB_stLightExaminationHandHeldBatteryPowered | 0 | 18 | 276
20 | Infrastructure | 4 | National/Regional/Provincial hospital | 1 | General | GB_stGeneral | 1 | 663 | Light, examination, mobile | GB_stLightExaminationMobile | 533.18 | 57 | 277
20 | Infrastructure | 4 | National/Regional/Provincial hospital | 1 | General | GB_stGeneral | 1 | 664 | Light, head-worn | GB_stLightHeadWorn | 298.29 | 11 | 278
20 | Infrastructure | 4 | National/Regional/Provincial hospital | 1 | General | GB_stGeneral | 1 | 665 | Loupe, binocular | GB_stLoupeBinocular | 0 | 1 | 283
20 | Infrastructure | 4 | National/Regional/Provincial hospital | 1 | General | GB_stGeneral | 1 | 666 | Mask, resuscitation | GB_stMaskResuscitation | 0 | 3 | 287
20 | Infrastructure | 4 | National/Regional/Provincial hospital | 1 | General | GB_stGeneral | 1 | 667 | Massager, physical therapy | GB_stMassagerPhysicalTherapy | 500 | 1 | 288
20 | Infrastructure | 4 | National/Regional/Provincial hospital | 1 | General | GB_stGeneral | 1 | 668 | Mattress, bed, general-purpose | GB_stMattressBedGeneralPurpose | 1026.13 | 16 | 289
20 | Infrastructure | 4 | National/Regional/Provincial hospital | 1 | General | GB_stGeneral | 1 | 669 | Mattress, bed, water | GB_stMattressBedWater | 0 | 4 | 290
20 | Infrastructure | 4 | National/Regional/Provincial hospital | 1 | General | GB_stGeneral | 1 | 670 | Microscope, light | GB_stMicroscopeLight | 4134.05 | 8 | 298
20 | Infrastructure | 4 | National/Regional/Provincial hospital | 1 | General | GB_stGeneral | 1 | 671 | Microscope, phase contrast | GB_stMicroscopePhaseContrast | 4400 | 1 | 299
20 | Infrastructure | 4 | National/Regional/Provincial hospital | 1 | General | GB_stGeneral | 1 | 672 | Microscope, surgical, general-purpose | GB_stMicroscopeSurgicalGeneralPurpose | 4000 | 1 | 300
20 | Infrastructure | 4 | National/Regional/Provincial hospital | 1 | General | GB_stGeneral | 1 | 673 | Microscope, surgical, ophthalmic | GB_stMicroscopeSurgicalOphthalmic | 4000 | 1 | 302
20 | Infrastructure | 4 | National/Regional/Provincial hospital | 1 | General | GB_stGeneral | 1 | 674 | Mirror, posture | GB_stMirrorPosture | 204.78 | 1 | 304
20 | Infrastructure | 4 | National/Regional/Provincial hospital | 1 | General | GB_stGeneral | 1 | 675 | Mixer, breathing gas | GB_stMixerBreathingGas | 1570.61 | 2 | 305
20 | Infrastructure | 4 | National/Regional/Provincial hospital | 1 | General | GB_stGeneral | 1 | 676 | Mixer, dental, amalgam | GB_stMixerDentalAmalgam | 160 | 1 | 306
20 | Infrastructure | 4 | National/Regional/Provincial hospital | 1 | General | GB_stGeneral | 1 | 677 | Monitor, VDU, colour | GB_stMonitorVduColour | 0 | 1 | 307
20 | Infrastructure | 4 | National/Regional/Provincial hospital | 1 | General | GB_stGeneral | 1 | 678 | Mount, monitor/television set | GB_stMountMonitorTelevisionSet | 0 | 2 | 308
20 | Infrastructure | 4 | National/Regional/Provincial hospital | 1 | General | GB_stGeneral | 1 | 679 | Nasopharyngoscope, flexible, fibreoptic | GB_stNasopharyngoscopeFlexibleFibreoptic | 1340282.18 | 1 | 312
20 | Infrastructure | 4 | National/Regional/Provincial hospital | 1 | General | GB_stGeneral | 1 | 680 | Nebulizer, heated | GB_stNebulizerHeated | 875.07 | 2 | 313
20 | Infrastructure | 4 | National/Regional/Provincial hospital | 1 | General | GB_stGeneral | 1 | 681 | Nebulizer, non-heated | GB_stNebulizerNonHeated | 3111.37 | 1 | 314
20 | Infrastructure | 4 | National/Regional/Provincial hospital | 1 | General | GB_stGeneral | 1 | 682 | Nephroscope, flexible, video | GB_stNephroscopeFlexibleVideo | 3111.37 | 1 | 315
20 | Infrastructure | 4 | National/Regional/Provincial hospital | 1 | General | GB_stGeneral | 1 | 683 | Operator console, x-ray system, diagnostic | GB_stOperatorConsoleXRaySystemDiag | 0 | 3 | 318
20 | Infrastructure | 4 | National/Regional/Provincial hospital | 1 | General | GB_stGeneral | 1 | 684 | Ophthalmic examination/treatment table/stand, manually-operated | GB_stOphthalmicExaminationTreatTableStandManuallyOperated | 42703.76 | 1 | 319
20 | Infrastructure | 4 | National/Regional/Provincial hospital | 1 | General | GB_stGeneral | 1 | 685 | Ophthalmoscope, direct | GB_stOphthalmoscopeDirect | 1500 | 22 | 320
20 | Infrastructure | 4 | National/Regional/Provincial hospital | 1 | General | GB_stGeneral | 1 | 686 | Otoscope, direct | GB_stOtoscopeDirect | 300 | 19 | 331
20 | Infrastructure | 4 | National/Regional/Provincial hospital | 1 | General | GB_stGeneral | 1 | 687 | Oximeter, pulse | GB_stOximeterPulse | 613.35 | 1 | 332
20 | Infrastructure | 4 | National/Regional/Provincial hospital | 1 | General | GB_stGeneral | 1 | 688 | Pacemaker, cardiac, external, invasive | GB_stPacemakerCardiacExternalInvasive | 1840 | 2 | 334
20 | Infrastructure | 4 | National/Regional/Provincial hospital | 1 | General | GB_stGeneral | 1 | 689 | Pachometer | GB_stPachometer | 8324.22 | 1 | 335
20 | Infrastructure | 4 | National/Regional/Provincial hospital | 1 | General | GB_stGeneral | 1 | 690 | Patient chamber, hyperbaric | GB_stPatientChamberHyperbaric | 15000 | 1 | 337
20 | Infrastructure | 4 | National/Regional/Provincial hospital | 1 | General | GB_stGeneral | 1 | 691 | Patient data recorder, long-term, electrocardiographic | GB_stPatientDataRecorderLongTermElectrocardiographic | 1000 | 1 | 338
20 | Infrastructure | 4 | National/Regional/Provincial hospital | 1 | General | GB_stGeneral | 1 | 692 | Patient data recorder, pneumotachographic | GB_stPatientDataRecorderPneumotachographic | 1250 | 2 | 339
20 | Infrastructure | 4 | National/Regional/Provincial hospital | 1 | General | GB_stGeneral | 1 | 693 | Patient monitor, central | GB_stPatientMonitorCentral | 240181.64 | 6 | 340
20 | Infrastructure | 4 | National/Regional/Provincial hospital | 1 | General | GB_stGeneral | 1 | 694 | Patient monitor, electrocardiographic | GB_stPatientMonitorElectrocardiographic | 8206.3 | 27 | 341
20 | Infrastructure | 4 | National/Regional/Provincial hospital | 1 | General | GB_stGeneral | 1 | 695 | Patient monitoring system module, blood pressure, invasive | GB_stPatientMonitSystemModuleBloodPressureInvasive | 16217.93 | 10 | 343
20 | Infrastructure | 4 | National/Regional/Provincial hospital | 1 | General | GB_stGeneral | 1 | 696 | Patient monitoring system module, blood pressure, noninvasive | GB_stPatientMonitSystemModuleBloodPressureNoninvasive | 16217.93 | 11 | 344
20 | Infrastructure | 4 | National/Regional/Provincial hospital | 1 | General | GB_stGeneral | 1 | 697 | Patient monitoring system module, cardiac output | GB_stPatientMonitSystemModuleCardiacOutput | 3000 | 2 | 345
20 | Infrastructure | 4 | National/Regional/Provincial hospital | 1 | General | GB_stGeneral | 1 | 698 | Patient monitoring system module, electrocardiographic/respiratory | GB_stPatientMonitSystemModuleElectrocardiographicRespiratory | 3000 | 10 | 346
20 | Infrastructure | 4 | National/Regional/Provincial hospital | 1 | General | GB_stGeneral | 1 | 699 | Patient monitoring system module, pulse oximetry | GB_stPatientMonitSystemModulePulseOximetry | 3000 | 16 | 347
20 | Infrastructure | 4 | National/Regional/Provincial hospital | 1 | General | GB_stGeneral | 1 | 700 | Patient monitoring system module, temperature | GB_stPatientMonitSystemModuleTemp | 3000 | 10 | 348
20 | Infrastructure | 4 | National/Regional/Provincial hospital | 1 | General | GB_stGeneral | 1 | 701 | Patient monitoring system, cardiotocograph | GB_stPatientMonitSystemCardiotocograph | 7644.78 | 2 | 349
20 | Infrastructure | 4 | National/Regional/Provincial hospital | 1 | General | GB_stGeneral | 1 | 702 | Patient monitoring system, neonatal | GB_stPatientMonitSystemNeonatal | 2119.27 | 4 | 351
20 | Infrastructure | 4 | National/Regional/Provincial hospital | 1 | General | GB_stGeneral | 1 | 703 | Patient monitoring system, transportable | GB_stPatientMonitSystemTransportable | 9351.2 | 6 | 352
20 | Infrastructure | 4 | National/Regional/Provincial hospital | 1 | General | GB_stGeneral | 1 | 704 | Patient-height measurer | GB_stPatientHeightMeasurer | 562.44 | 22 | 354
20 | Infrastructure | 4 | National/Regional/Provincial hospital | 1 | General | GB_stGeneral | 1 | 705 | Phacoemulsification system generator | GB_stPhacoemulsificationSystemGenerator | 5000 | 1 | 358
20 | Infrastructure | 4 | National/Regional/Provincial hospital | 1 | General | GB_stGeneral | 1 | 706 | Phantom, diagnostic imaging, x-ray, CT, test object | GB_stPhantomDiagImagingXRayCtTestObject | 750 | 1 | 359
20 | Infrastructure | 4 | National/Regional/Provincial hospital | 1 | General | GB_stGeneral | 1 | 707 | Phantom, radionuclide, brachytherapy, test object | GB_stPhantomRadionuclideBrachytherapyTestObject | 0 | 1 | 360
20 | Infrastructure | 4 | National/Regional/Provincial hospital | 1 | General | GB_stGeneral | 1 | 708 | Phantom, therapeutic radiation, multi-modality, test object | GB_stPhantomTherapeuticRadiationMultiModalityTestObject | 500 | 1 | 361
20 | Infrastructure | 4 | National/Regional/Provincial hospital | 1 | General | GB_stGeneral | 1 | 709 | Picture archiving and communication system, endoscopy | GB_stPictureArcHIVingCommSystemEndoscopy | 8500 | 1 | 362
20 | Infrastructure | 4 | National/Regional/Provincial hospital | 1 | General | GB_stGeneral | 1 | 710 | Picture archiving and communication system, radiology | GB_stPictureArcHIVingCommSystemRadiology | 500000 | 1 | 363
20 | Infrastructure | 4 | National/Regional/Provincial hospital | 1 | General | GB_stGeneral | 1 | 711 | Plasma thawing unit | GB_stPlasmaThawingUnit | 750 | 1 | 370
20 | Infrastructure | 4 | National/Regional/Provincial hospital | 1 | General | GB_stGeneral | 1 | 712 | Printer, video | GB_stPrinterVideo | 176.78 | 1 | 374
20 | Infrastructure | 4 | National/Regional/Provincial hospital | 1 | General | GB_stGeneral | 1 | 713 | Proctoscope | GB_stProctoscope | 51541.53 | 1 | 375
20 | Infrastructure | 4 | National/Regional/Provincial hospital | 1 | General | GB_stGeneral | 1 | 714 | Pump, general-purpose | GB_stPumpGeneralPurpose | 1500 | 1 | 378
20 | Infrastructure | 4 | National/Regional/Provincial hospital | 1 | General | GB_stGeneral | 1 | 715 | Rack, apron, radiation protection | GB_stRackApronRadiationProtection | 673.64 | 6 | 379
20 | Infrastructure | 4 | National/Regional/Provincial hospital | 1 | General | GB_stGeneral | 1 | 716 | Rack, bedpan | GB_stRackBedpan | 623.66 | 10 | 380
20 | Infrastructure | 4 | National/Regional/Provincial hospital | 1 | General | GB_stGeneral | 1 | 717 | Rack, patient record | GB_stRackPatientRecord | 289.65 | 8 | 381
20 | Infrastructure | 4 | National/Regional/Provincial hospital | 1 | General | GB_stGeneral | 1 | 718 | Rack, test tube | GB_stRackTestTube | 6.67 | 1 | 382
20 | Infrastructure | 4 | National/Regional/Provincial hospital | 1 | General | GB_stGeneral | 1 | 719 | Radiation survey meter, Geiger-Muller counter | GB_stRadiationSurveyMeterGeigerMullerCounter | 500 | 1 | 387
20 | Infrastructure | 4 | National/Regional/Provincial hospital | 1 | General | GB_stGeneral | 1 | 720 | Radiation survey meter, ionization chamber | GB_stRadiationSurveyMeterIonizationChamber | 700 | 1 | 388
20 | Infrastructure | 4 | National/Regional/Provincial hospital | 1 | General | GB_stGeneral | 1 | 721 | Radiographic film processor, automatic, darkroom | GB_stRadiographicFilmProcessorAutomaticDarkroom | 3500 | 1 | 389
20 | Infrastructure | 4 | National/Regional/Provincial hospital | 1 | General | GB_stGeneral | 1 | 722 | Radionuclide system, diagnostic, bone absorptiometer | GB_stRadionuclideSystemDiagBoneAbsorptiometer | 271584.3 | 1 | 392
20 | Infrastructure | 4 | National/Regional/Provincial hospital | 1 | General | GB_stGeneral | 1 | 723 | Rail, side-support, bed | GB_stRailSideSuppBed | 0 | 5 | 394
20 | Infrastructure | 4 | National/Regional/Provincial hospital | 1 | General | GB_stGeneral | 1 | 724 | Recorder, compact disk | GB_stRecorderCompactDisk | 166 | 1 | 395
20 | Infrastructure | 4 | National/Regional/Provincial hospital | 1 | General | GB_stGeneral | 1 | 725 | Refractometer, <specify> | GB_stRefractometerSpecify | 700 | 1 | 398
20 | Infrastructure | 4 | National/Regional/Provincial hospital | 1 | General | GB_stGeneral | 1 | 726 | Refractor, ophthalmic | GB_stRefractorOphthalmic | 850 | 1 | 399
20 | Infrastructure | 4 | National/Regional/Provincial hospital | 1 | General | GB_stGeneral | 1 | 727 | Refrigerator, blood | GB_stRefrigeratorBlood | 10482.48 | 3 | 403
20 | Infrastructure | 4 | National/Regional/Provincial hospital | 1 | General | GB_stGeneral | 1 | 728 | Refrigerator, laboratory | GB_stRefrigeratorLab | 7522.92 | 12 | 404
20 | Infrastructure | 4 | National/Regional/Provincial hospital | 1 | General | GB_stGeneral | 1 | 729 | Refrigerator, morgue | GB_stRefrigeratorMorgue | 0 | 1 | 405
20 | Infrastructure | 4 | National/Regional/Provincial hospital | 1 | General | GB_stGeneral | 1 | 730 | Refrigerator, pharmacy | GB_stRefrigeratorPharmacy | 7522.92 | 16 | 406
20 | Infrastructure | 4 | National/Regional/Provincial hospital | 1 | General | GB_stGeneral | 1 | 731 | Resuscitator, pulmonary, manually-operated, reusable | GB_stResuscitatorPulmManuallyOperatedReusable | 211.1 | 6 | 407
20 | Infrastructure | 4 | National/Regional/Provincial hospital | 1 | General | GB_stGeneral | 1 | 732 | Retinoscope | GB_stRetinoscope | 952.95 | 1 | 408
20 | Infrastructure | 4 | National/Regional/Provincial hospital | 1 | General | GB_stGeneral | 1 | 733 | Retractor, eye | GB_stRetractorEye | 0 | 1 | 409
20 | Infrastructure | 4 | National/Regional/Provincial hospital | 1 | General | GB_stGeneral | 1 | 734 | Rhino-laryngoscope, rigid | GB_stRhinoLaryngoscopeRigid | 36350.04 | 1 | 410
20 | Infrastructure | 4 | National/Regional/Provincial hospital | 1 | General | GB_stGeneral | 1 | 735 | Saw, autopsy, manually-operated | GB_stSawAutopsyManuallyOperated | 9315.34 | 1 | 415
20 | Infrastructure | 4 | National/Regional/Provincial hospital | 1 | General | GB_stGeneral | 1 | 736 | Saw, pneumatically powered | GB_stSawPneumaticallyPowered | 9315.34 | 1 | 416
20 | Infrastructure | 4 | National/Regional/Provincial hospital | 1 | General | GB_stGeneral | 1 | 737 | Saw, surgical, gas-powered | GB_stSawSurgicalGasPowered | 9315.34 | 1 | 417
20 | Infrastructure | 4 | National/Regional/Provincial hospital | 1 | General | GB_stGeneral | 1 | 738 | Saw, surgical, manually-operated, rigid | GB_stSawSurgicalManuallyOperatedRigid | 9315.34 | 1 | 418
20 | Infrastructure | 4 | National/Regional/Provincial hospital | 1 | General | GB_stGeneral | 1 | 739 | Scale, autopsy | GB_stScaleAutopsy | 232.35 | 1 | 419
20 | Infrastructure | 4 | National/Regional/Provincial hospital | 1 | General | GB_stGeneral | 1 | 740 | Scale, patient, bed | GB_stScalePatientBed | 20069.59 | 9 | 420
20 | Infrastructure | 4 | National/Regional/Provincial hospital | 1 | General | GB_stGeneral | 1 | 741 | Scale, patient, chair | GB_stScalePatientChair | 562.44 | 3 | 421
20 | Infrastructure | 4 | National/Regional/Provincial hospital | 1 | General | GB_stGeneral | 1 | 742 | Scale, patient, floor | GB_stScalePatientFloor | 733.8 | 28 | 422
20 | Infrastructure | 4 | National/Regional/Provincial hospital | 1 | General | GB_stGeneral | 1 | 743 | Scale, patient, infant | GB_stScalePatientInfant | 270.98 | 8 | 423
20 | Infrastructure | 4 | National/Regional/Provincial hospital | 1 | General | GB_stGeneral | 1 | 744 | Scale, precision, electronic | GB_stScalePrecisionElectronic | 232.35 | 6 | 424
20 | Infrastructure | 4 | National/Regional/Provincial hospital | 1 | General | GB_stGeneral | 1 | 745 | Screen, anaesthesia | GB_stScreenAnaesthesia | 137321.39 | 4 | 426
20 | Infrastructure | 4 | National/Regional/Provincial hospital | 1 | General | GB_stGeneral | 1 | 746 | Screen, bedside | GB_stScreenBedside | 195.95 | 43 | 427
20 | Infrastructure | 4 | National/Regional/Provincial hospital | 1 | General | GB_stGeneral | 1 | 747 | Sealing unit, packaging | GB_stSealingUnitPackaging | 800 | 5 | 429
20 | Infrastructure | 4 | National/Regional/Provincial hospital | 1 | General | GB_stGeneral | 1 | 748 | Shaker, laboratory | GB_stShakerLab | 3293.56 | 7 | 432
20 | Infrastructure | 4 | National/Regional/Provincial hospital | 1 | General | GB_stGeneral | 1 | 749 | Shield, radiation, apron | GB_stShieldRadiationApron | 251.01 | 6 | 436
20 | Infrastructure | 4 | National/Regional/Provincial hospital | 1 | General | GB_stGeneral | 1 | 750 | Shield, radiation, collar | GB_stShieldRadiationCollar | 50.59 | 6 | 437
20 | Infrastructure | 4 | National/Regional/Provincial hospital | 1 | General | GB_stGeneral | 1 | 751 | Shield, radiation, eye, spectacles | GB_stShieldRadiationEyeSpectacles | 0 | 6 | 439
20 | Infrastructure | 4 | National/Regional/Provincial hospital | 1 | General | GB_stGeneral | 1 | 752 | Shield, radiation, gonadal | GB_stShieldRadiationGonadal | 115.85 | 6 | 440
20 | Infrastructure | 4 | National/Regional/Provincial hospital | 1 | General | GB_stGeneral | 1 | 753 | Shield, radiation, hand, glove | GB_stShieldRadiationHandGlove | 345.37 | 6 | 441
20 | Infrastructure | 4 | National/Regional/Provincial hospital | 1 | General | GB_stGeneral | 1 | 754 | Sigmoidoscope, rigid | GB_stSigmoidoscopeRigid | 51541.53 | 1 | 443
20 | Infrastructure | 4 | National/Regional/Provincial hospital | 1 | General | GB_stGeneral | 1 | 755 | Simulator, radiation therapy | GB_stSimulatorRadiationTherapy | 1036914.29 | 1 | 444
20 | Infrastructure | 4 | National/Regional/Provincial hospital | 1 | General | GB_stGeneral | 1 | 756 | Slide stainer | GB_stSlideStainer | 54.32 | 2 | 446
20 | Infrastructure | 4 | National/Regional/Provincial hospital | 1 | General | GB_stGeneral | 1 | 757 | Sphygmomanometer, aneroid | GB_stSphygmomanometerAneroid | 147.35 | 71 | 448
20 | Infrastructure | 4 | National/Regional/Provincial hospital | 1 | General | GB_stGeneral | 1 | 758 | Spirometer, diagnostic | GB_stSpirometerDiag | 800 | 2 | 449
20 | Infrastructure | 4 | National/Regional/Provincial hospital | 1 | General | GB_stGeneral | 1 | 759 | Stereotactic biopsy system, mammography | GB_stStereotacticBiopsySystemMammography | 14000 | 1 | 459
20 | Infrastructure | 4 | National/Regional/Provincial hospital | 1 | General | GB_stGeneral | 1 | 760 | Sterilizer, gas, formaldehyde | GB_stSterilizerGasFormaldehyde | 0 | 2 | 463
20 | Infrastructure | 4 | National/Regional/Provincial hospital | 1 | General | GB_stGeneral | 1 | 761 | Sterilizer, gas, plasma | GB_stSterilizerGasPlasma | 178681.29 | 1 | 464
20 | Infrastructure | 4 | National/Regional/Provincial hospital | 1 | General | GB_stGeneral | 1 | 762 | Sterilizer, moist heat, unwrapped device | GB_stSterilizerMoistHeatUnwrappedDevice | 49743.63 | 8 | 465
20 | Infrastructure | 4 | National/Regional/Provincial hospital | 1 | General | GB_stGeneral | 1 | 763 | Stethoscope, foetal | GB_stStethoscopeFoetal | 64.12 | 5 | 466
20 | Infrastructure | 4 | National/Regional/Provincial hospital | 1 | General | GB_stGeneral | 1 | 764 | Stethoscope, mechanical | GB_stStethoscopeMechanical | 64.08 | 72 | 467
20 | Infrastructure | 4 | National/Regional/Provincial hospital | 1 | General | GB_stGeneral | 1 | 765 | Stimulator, electrical, analgesic, brain | GB_stStimulatorElectricalAnalgesicBrain | 15000 | 1 | 468
20 | Infrastructure | 4 | National/Regional/Provincial hospital | 1 | General | GB_stGeneral | 1 | 766 | Stimulator, electrical, analgesic, peripheral nerve, transcutaneous | GB_stStimulatorElectricalAnalgesicPeripheralNerveTranscutaneous | 2588.36 | 1 | 469
20 | Infrastructure | 4 | National/Regional/Provincial hospital | 1 | General | GB_stGeneral | 1 | 767 | Stool, general-purpose | GB_stStoolGeneralPurpose | 23.1 | 61 | 470
20 | Infrastructure | 4 | National/Regional/Provincial hospital | 1 | General | GB_stGeneral | 1 | 768 | Stress exercise monitoring system, cardiac | GB_stStressExerciseMonitSystemCardiac | 35629.07 | 1 | 477
20 | Infrastructure | 4 | National/Regional/Provincial hospital | 1 | General | GB_stGeneral | 1 | 769 | Stretcher, general-purpose | GB_stStretcherGeneralPurpose | 2460.53 | 9 | 478
20 | Infrastructure | 4 | National/Regional/Provincial hospital | 1 | General | GB_stGeneral | 1 | 770 | Stretcher, hospital | GB_stStretcherHospital | 2460.53 | 14 | 479
20 | Infrastructure | 4 | National/Regional/Provincial hospital | 1 | General | GB_stGeneral | 1 | 771 | Stretcher, orthopaedic | GB_stStretcherOrthopaedic | 2460.53 | 1 | 480
20 | Infrastructure | 4 | National/Regional/Provincial hospital | 1 | General | GB_stGeneral | 1 | 772 | Stretcher, radiographic | GB_stStretcherRadiographic | 8499.35 | 2 | 481
20 | Infrastructure | 4 | National/Regional/Provincial hospital | 1 | General | GB_stGeneral | 1 | 773 | Suction system, general-purpose, electrically-powered | GB_stSuctionSystemGeneralPurposeElectricallyPowered | 3886.16 | 31 | 484
20 | Infrastructure | 4 | National/Regional/Provincial hospital | 1 | General | GB_stGeneral | 1 | 774 | Suction system, low pressure | GB_stSuctionSystemLowPressure | 3886.16 | 12 | 485
20 | Infrastructure | 4 | National/Regional/Provincial hospital | 1 | General | GB_stGeneral | 1 | 775 | Table, birthing | GB_stTableBirthing | 45133.75 | 3 | 487
20 | Infrastructure | 4 | National/Regional/Provincial hospital | 1 | General | GB_stGeneral | 1 | 776 | Table, examination/treatment, general-purpose | GB_stTableExaminationTreatGeneralPurpose | 2024.99 | 16 | 488
20 | Infrastructure | 4 | National/Regional/Provincial hospital | 1 | General | GB_stGeneral | 1 | 777 | Table, examination/treatment, gynaecological | GB_stTableExaminationTreatGynaecological | 781.84 | 7 | 489
20 | Infrastructure | 4 | National/Regional/Provincial hospital | 1 | General | GB_stGeneral | 1 | 778 | Table, instrument | GB_stTableInstrument | 133.16 | 68 | 490
20 | Infrastructure | 4 | National/Regional/Provincial hospital | 1 | General | GB_stGeneral | 1 | 779 | Table, operating-room, electrical | GB_stTableOperatingRoomElectrical | 35139.83 | 4 | 493
20 | Infrastructure | 4 | National/Regional/Provincial hospital | 1 | General | GB_stGeneral | 1 | 780 | Table, operation, orthopaedic | GB_stTableOperationOrthopaedic | 0 | 2 | 495
20 | Infrastructure | 4 | National/Regional/Provincial hospital | 1 | General | GB_stGeneral | 1 | 781 | Table, over-bed | GB_stTableOverBed | 612.69 | 8 | 496
20 | Infrastructure | 4 | National/Regional/Provincial hospital | 1 | General | GB_stGeneral | 1 | 782 | Table, proctological | GB_stTableProctological | 996 | 1 | 498
20 | Infrastructure | 4 | National/Regional/Provincial hospital | 1 | General | GB_stGeneral | 1 | 783 | Table, urological | GB_stTableUrological | 781.84 | 1 | 500
20 | Infrastructure | 4 | National/Regional/Provincial hospital | 1 | General | GB_stGeneral | 1 | 784 | Table, x-ray system, diagnostic, fluoroscopy, powered | GB_stTableXRaySystemDiagFluoroscopyPowered | 2024.99 | 1 | 501
20 | Infrastructure | 4 | National/Regional/Provincial hospital | 1 | General | GB_stGeneral | 1 | 785 | Telemetry system receiver, electrocardiograph | GB_stTelemetrySystemReceiverElectrocardiograph | 119497.09 | 1 | 508
20 | Infrastructure | 4 | National/Regional/Provincial hospital | 1 | General | GB_stGeneral | 1 | 786 | Telemetry system transmitter, electrocardiograph | GB_stTelemetrySystemTransmitterElectrocardiograph | 119497.09 | 2 | 509
20 | Infrastructure | 4 | National/Regional/Provincial hospital | 1 | General | GB_stGeneral | 1 | 787 | Television set | GB_stTelevisionSet | 28.97 | 2 | 510
20 | Infrastructure | 4 | National/Regional/Provincial hospital | 1 | General | GB_stGeneral | 1 | 788 | Tent, oxygen | GB_stTentOxygen | 116.2 | 2 | 511
20 | Infrastructure | 4 | National/Regional/Provincial hospital | 1 | General | GB_stGeneral | 1 | 789 | Thermometer holder | GB_stThermometerHolder | 9.13 | 9 | 516
20 | Infrastructure | 4 | National/Regional/Provincial hospital | 1 | General | GB_stGeneral | 1 | 790 | Thermometer, electronic | GB_stThermometerElectronic | 389.03 | 26 | 517
20 | Infrastructure | 4 | National/Regional/Provincial hospital | 1 | General | GB_stGeneral | 1 | 791 | Thermometer, infrared, ear | GB_stThermometerInfraredEar | 550 | 1 | 518
20 | Infrastructure | 4 | National/Regional/Provincial hospital | 1 | General | GB_stGeneral | 1 | 792 | Thermometer, laboratory | GB_stThermometerLab | 58.76 | 4 | 519
20 | Infrastructure | 4 | National/Regional/Provincial hospital | 1 | General | GB_stGeneral | 1 | 793 | Timer, electronic | GB_stTimerElectronic | 43.91 | 3 | 528
20 | Infrastructure | 4 | National/Regional/Provincial hospital | 1 | General | GB_stGeneral | 1 | 794 | Tissue processor | GB_stTissueProcessor | 32784.2 | 1 | 532
20 | Infrastructure | 4 | National/Regional/Provincial hospital | 1 | General | GB_stGeneral | 1 | 795 | Tonometer, ophthalmic | GB_stTonometerOphthalmic | 4907.56 | 1 | 535
20 | Infrastructure | 4 | National/Regional/Provincial hospital | 1 | General | GB_stGeneral | 1 | 796 | Tourniquet, pneumatic | GB_stTourniquetPneumatic | 2000 | 1 | 536
20 | Infrastructure | 4 | National/Regional/Provincial hospital | 1 | General | GB_stGeneral | 1 | 797 | Training aid, physical, standing frame | GB_stTrainAidPhysicalStandingFrame | 0 | 1 | 537
20 | Infrastructure | 4 | National/Regional/Provincial hospital | 1 | General | GB_stGeneral | 1 | 798 | Transducer assembly, ultrasound, diagnostic, extracorporeal, mounted | GB_stTransducerAssemblyUltrasoundDiagExtracorporealMounted | 0 | 1 | 538
20 | Infrastructure | 4 | National/Regional/Provincial hospital | 1 | General | GB_stGeneral | 1 | 799 | Trolley, resuscitation | GB_stTrolleyResuscitation | 17856.31 | 23 | 543
20 | Infrastructure | 4 | National/Regional/Provincial hospital | 1 | General | GB_stGeneral | 1 | 800 | Trolley, general-purpose | GB_stTrolleyGeneralPurpose | 323.72 | 22 | 544
20 | Infrastructure | 4 | National/Regional/Provincial hospital | 1 | General | GB_stGeneral | 1 | 801 | Trolley, instrument | GB_stTrolleyInstrument | 142.16 | 11 | 545
20 | Infrastructure | 4 | National/Regional/Provincial hospital | 1 | General | GB_stGeneral | 1 | 802 | Trolley, isolation | GB_stTrolleyIsolation | 214.8 | 1 | 546
20 | Infrastructure | 4 | National/Regional/Provincial hospital | 1 | General | GB_stGeneral | 1 | 803 | Trolley, linen/laundry | GB_stTrolleyLinenLaundry | 52.79 | 16 | 547
20 | Infrastructure | 4 | National/Regional/Provincial hospital | 1 | General | GB_stGeneral | 1 | 804 | Trolley, medication | GB_stTrolleyMedication | 214.8 | 8 | 548
20 | Infrastructure | 4 | National/Regional/Provincial hospital | 1 | General | GB_stGeneral | 1 | 805 | Trolley, mortuary | GB_stTrolleyMortuary | 1447.21 | 2 | 549
20 | Infrastructure | 4 | National/Regional/Provincial hospital | 1 | General | GB_stGeneral | 1 | 806 | Ultrasound system, imaging, cardiovascular | GB_stUltrasoundSystemImagingCardiovascular | 311468.47 | 1 | 551
20 | Infrastructure | 4 | National/Regional/Provincial hospital | 1 | General | GB_stGeneral | 1 | 807 | Ultrasound system, imaging, general-purpose | GB_stUltrasoundSystemImagingGeneralPurpose | 54316.86 | 3 | 552
20 | Infrastructure | 4 | National/Regional/Provincial hospital | 1 | General | GB_stGeneral | 1 | 808 | Ultrasound system, imaging, obstetric/gynaecological | GB_stUltrasoundSystemImagingObstetricGynaecological | 10000 | 3 | 553
20 | Infrastructure | 4 | National/Regional/Provincial hospital | 1 | General | GB_stGeneral | 1 | 809 | Ultrasound system, imaging, ophthalmic | GB_stUltrasoundSystemImagingOphthalmic | 4000 | 1 | 554
20 | Infrastructure | 4 | National/Regional/Provincial hospital | 1 | General | GB_stGeneral | 1 | 810 | Ultrasound system, non-imaging, Doppler blood-flow measurement | GB_stUltrasoundSystemNonImagingDopplerBloodFlowMeasurement | 751.83 | 1 | 555
20 | Infrastructure | 4 | National/Regional/Provincial hospital | 1 | General | GB_stGeneral | 1 | 811 | Utility supply system, dental treatment | GB_stUtilitySupplySystemDentalTreat | 2172.67 | 1 | 558
20 | Infrastructure | 4 | National/Regional/Provincial hospital | 1 | General | GB_stGeneral | 1 | 812 | Ventilator, adult | GB_stVentilatorAdult | 37167.35 | 5 | 560
20 | Infrastructure | 4 | National/Regional/Provincial hospital | 1 | General | GB_stGeneral | 1 | 813 | Ventilator, neonatal/paediatric | GB_stVentilatorNeonatalPaediatric | 37167.35 | 6 | 562
20 | Infrastructure | 4 | National/Regional/Provincial hospital | 1 | General | GB_stGeneral | 1 | 814 | Ventilator, transportable | GB_stVentilatorTransportable | 38609.93 | 1 | 563
20 | Infrastructure | 4 | National/Regional/Provincial hospital | 1 | General | GB_stGeneral | 1 | 815 | View box, diagnostic imaging, non-motorized | GB_stViewBoxDiagImagingNonMotorized | 63.59 | 1 | 564
20 | Infrastructure | 4 | National/Regional/Provincial hospital | 1 | General | GB_stGeneral | 1 | 816 | View box, x-ray | GB_stViewBoxXRay | 63.59 | 27 | 565
20 | Infrastructure | 4 | National/Regional/Provincial hospital | 1 | General | GB_stGeneral | 1 | 817 | Washer, decontamination, utensil | GB_stWasherDecontaminationUtensil | 38799.65 | 2 | 567
20 | Infrastructure | 4 | National/Regional/Provincial hospital | 1 | General | GB_stGeneral | 1 | 818 | Washer, decontamination/sanitizing | GB_stWasherDecontaminationSanitizing | 38799.65 | 11 | 568
20 | Infrastructure | 4 | National/Regional/Provincial hospital | 1 | General | GB_stGeneral | 1 | 819 | Waste disposal unit, cytotoxic | GB_stWasteDisposalUnitCytotoxic | 3.13 | 12 | 569
20 | Infrastructure | 4 | National/Regional/Provincial hospital | 1 | General | GB_stGeneral | 1 | 820 | Waste disposal unit, sharp | GB_stWasteDisposalUnitSharp | 5.27 | 68 | 571
20 | Infrastructure | 4 | National/Regional/Provincial hospital | 1 | General | GB_stGeneral | 1 | 821 | Water jet pistol | GB_stWaterJetPistol | 334.17 | 2 | 575
20 | Infrastructure | 4 | National/Regional/Provincial hospital | 1 | General | GB_stGeneral | 1 | 822 | Water purification filter, charcoal | GB_stWaterPurificationFilterCharcoal | 0 | 1 | 576
20 | Infrastructure | 4 | National/Regional/Provincial hospital | 1 | General | GB_stGeneral | 1 | 823 | Water purification filter, particulate | GB_stWaterPurificationFilterParticulate | 0 | 1 | 577
20 | Infrastructure | 4 | National/Regional/Provincial hospital | 1 | General | GB_stGeneral | 1 | 824 | Water purification system, reverse osmosis | GB_stWaterPurificationSystemReverseOsmosis | 290.5 | 1 | 578
20 | Infrastructure | 4 | National/Regional/Provincial hospital | 1 | General | GB_stGeneral | 1 | 825 | Water purification system, ultraviolet | GB_stWaterPurificationSystemUltraviolet | 500 | 1 | 579
20 | Infrastructure | 4 | National/Regional/Provincial hospital | 1 | General | GB_stGeneral | 1 | 826 | Wheelchair, attendant driven, collapsible | GB_stWheelchairAttendantDrivenCollapsible | 268.68 | 11 | 581
20 | Infrastructure | 4 | National/Regional/Provincial hospital | 1 | General | GB_stGeneral | 1 | 827 | Workstation, diagnostic x-ray system | GB_stWorkstationDiagXRaySystem | 12058.34 | 1 | 584
20 | Infrastructure | 4 | National/Regional/Provincial hospital | 1 | General | GB_stGeneral | 1 | 828 | X-ray compression device, mammography | GB_stXRayCompressionDeviceMammography | 490738.97 | 1 | 588
20 | Infrastructure | 4 | National/Regional/Provincial hospital | 1 | General | GB_stGeneral | 1 | 829 | X-ray generator, diagnostic, mobile | GB_stXRayGeneratorDiagMobile | 20000 | 5 | 589
20 | Infrastructure | 4 | National/Regional/Provincial hospital | 1 | General | GB_stGeneral | 1 | 830 | X-ray system, diagnostic, computed tomography, full-body | GB_stXRaySystemDiagComputedTomographyFullBody | 1036913.54 | 1 | 591
20 | Infrastructure | 4 | National/Regional/Provincial hospital | 1 | General | GB_stGeneral | 1 | 831 | X-ray system, diagnostic, fluoroscopic, general-purpose, portable, digital | GB_stXRaySystemDiagFluoroscopicGeneralPurposePortableDigital | 206404.07 | 1 | 593
20 | Infrastructure | 4 | National/Regional/Provincial hospital | 1 | General | GB_stGeneral | 1 | 832 | X-ray system, diagnostic, fluoroscopic, general-purpose, stationary, digital | GB_stXRaySystemDiagFluoroscopicGeneralPurposeStationaryDigital | 0 | 1 | 594
20 | Infrastructure | 4 | National/Regional/Provincial hospital | 1 | General | GB_stGeneral | 1 | 833 | X-ray system, diagnostic, general-purpose, stationary, digital | GB_stXRaySystemDiagGeneralPurposeStationaryDigital | 25000 | 1 | 596
20 | Infrastructure | 4 | National/Regional/Provincial hospital | 1 | General | GB_stGeneral | 1 | 834 | X-ray system, diagnostic, mammographic, stationary, digital | GB_stXRaySystemDiagMammographicStationaryDigital | 50000 | 1 | 597
20 | Infrastructure | 4 | National/Regional/Provincial hospital | 1 | General | GB_stGeneral | 1 | 835 | TB Laboratory Equipment - Microscopy | GB_stTBLabEquipmentMicroscopy | 0 | 0 | 505
20 | Infrastructure | 4 | National/Regional/Provincial hospital | 1 | General | GB_stGeneral | 1 | 836 | Standard reaction tubes with O-ring, 1.5 ml, 1000 per pack | GB_stStandardReactionTubesORing15Ml1000PerPack | 177.62 | 10 | 453
20 | Infrastructure | 4 | National/Regional/Provincial hospital | 1 | General | GB_stGeneral | 1 | 837 | Standard reaction tubes with O-ring, 2 ml, 1000 per pack | GB_stStandardReactionTubesORing2Ml1000PerPack | 177.62 | 10 | 454
20 | Infrastructure | 4 | National/Regional/Provincial hospital | 1 | General | GB_stGeneral | 1 | 838 | Cryo-vial, sterile with cap, 2 ml, with outer winding; pack of 1000 | GB_stCryoVialSterileCap2MlOuterWindingPack1000 | 245.93 | 3 | 120
20 | Infrastructure | 4 | National/Regional/Provincial hospital | 1 | General | GB_stGeneral | 1 | 839 | Cryo-tags, sized to fit for use on cryo-tubes, rolls of 1000 | GB_stCryoTagsSizedFitUseCryoTubesRolls1000Commas | 57.38 | 3 | 119
20 | Infrastructure | 4 | National/Regional/Provincial hospital | 1 | General | GB_stGeneral | 1 | 840 | PCR tubes, 0.2 ml with attached caps, sterile, DNAse- RNAse-free, 1000 per pack | GB_stPcrTubes02MlAttachedCapsSterileDnaseRnaseFree1000PerPack | 116.14 | 10 | 355
20 | Infrastructure | 4 | National/Regional/Provincial hospital | 1 | General | GB_stGeneral | 1 | 841 | DNAse-/RNAse-free TIPS, for pipettes 0.1 - 10 �l, 10 boxes at 96 per pack | GB_stDnaseRnaseFreeTipsPipettes0110L10Boxes96PerPack | 88.81 | 10 | 151
20 | Infrastructure | 4 | National/Regional/Provincial hospital | 1 | General | GB_stGeneral | 1 | 842 | DNAse-/RNAse-free TIPS, for pipettes 1 - 20 �l, 10 boxes at 96 per pack | GB_stDnaseRnaseFreeTipsPipettes120L10Boxes96PerPack | 88.81 | 40 | 152
20 | Infrastructure | 4 | National/Regional/Provincial hospital | 1 | General | GB_stGeneral | 1 | 843 | DNAse-/RNAse-free TIPS, for pipettes 10 - 100 �l, 10 boxes at 96 per pack | GB_stDnaseRnaseFreeTipsPipettes10100L10Boxes96PerPack | 88.81 | 20 | 153
20 | Infrastructure | 4 | National/Regional/Provincial hospital | 1 | General | GB_stGeneral | 1 | 844 | DNAse-/RNAse-free TIPS, for pipettes 20 - 200 �l, 10 boxes at 96 per pack | GB_stDnaseRnaseFreeTipsPipettes20200L10Boxes96PerPack | 81.98 | 10 | 154
20 | Infrastructure | 4 | National/Regional/Provincial hospital | 1 | General | GB_stGeneral | 1 | 845 | TIPS, PE, for pipettes 0.5 - 10 �l, 1000 per pack | GB_stTipsPePipettes0510L1000PerPack | 19.13 | 10 | 529
20 | Infrastructure | 4 | National/Regional/Provincial hospital | 1 | General | GB_stGeneral | 1 | 846 | TIPS, PE, for pipettes 1 - 200 �l, 1000 per pack | GB_stTipsPePipettes1200L1000PerPack | 21.86 | 5 | 530
20 | Infrastructure | 4 | National/Regional/Provincial hospital | 1 | General | GB_stGeneral | 1 | 847 | TIPS, PE, for pipettes 100 - 1000 �l , 1000 per pack | GB_stTipsPePipettes1001000L1000PerPack | 19.13 | 5 | 531
20 | Infrastructure | 4 | National/Regional/Provincial hospital | 1 | General | GB_stGeneral | 1 | 848 | Pasteur-pipettes, plastic, sterile, 1.5ml, 500 per pack | GB_stPasteurPipettesPlasticSterile15Ml500PerPack | 54.65 | 30 | 336
20 | Infrastructure | 4 | National/Regional/Provincial hospital | 1 | General | GB_stGeneral | 1 | 849 | Combitips for Multipette 5 ml, 100 pieces/pack | GB_stCombitipsMultipette5Ml100PiecesPack | 109.3 | 3 | 111
20 | Infrastructure | 4 | National/Regional/Provincial hospital | 1 | General | GB_stGeneral | 1 | 850 | Combitips for Multipette 10 ml, 100 pieces/pack | GB_stCombitipsMultipette10Ml100PiecesPack | 109.3 | 3 | 110
20 | Infrastructure | 4 | National/Regional/Provincial hospital | 1 | General | GB_stGeneral | 1 | 851 | Plastic bags, disposable PP, 100 pieces per pack | GB_stPlasticBagsDisposablePp100PiecesPerPack | 13.66 | 5 | 371
20 | Infrastructure | 4 | National/Regional/Provincial hospital | 1 | General | GB_stGeneral | 1 | 852 | Gloves, vinyl, powder free, disposable, size S, 100 per pack | GB_stGlovesVinylPowderFreeDisposableSizeS100PerPack | 16.4 | 60 | 221
20 | Infrastructure | 4 | National/Regional/Provincial hospital | 1 | General | GB_stGeneral | 1 | 853 | Gloves, vinyl, powder free, disposable, size M, 100 per pack | GB_stGlovesVinylPowderFreeDisposableSizeM100PerPack | 16.4 | 90 | 220
20 | Infrastructure | 4 | National/Regional/Provincial hospital | 1 | General | GB_stGeneral | 1 | 854 | Gloves, vinyl, powder free, disposable, size L, 100 per pack | GB_stGlovesVinylPowderFreeDisposableSizeL100PerPack | 16.4 | 30 | 216
20 | Infrastructure | 4 | National/Regional/Provincial hospital | 1 | General | GB_stGeneral | 1 | 855 | Forceps plastic | GB_stForcepsPlastic | 15.03 | 3 | 201
20 | Infrastructure | 4 | National/Regional/Provincial hospital | 1 | General | GB_stGeneral | 1 | 856 | Bottles, plastic | GB_stBottlesPlastic | 30.06 | 3 | 65
20 | Infrastructure | 4 | National/Regional/Provincial hospital | 1 | General | GB_stGeneral | 1 | 857 | Marker pen, water resistant | GB_stMarkerPenWaterResist | 6.83 | 3 | 286
20 | Infrastructure | 4 | National/Regional/Provincial hospital | 1 | General | GB_stGeneral | 1 | 858 | Gloves, nitril, powder free, disposable, size 6-7, 100 per pack | GB_stGlovesNitrilPowderFreeDisposableSize67100PerPack | 19.13 | 10 | 217
20 | Infrastructure | 4 | National/Regional/Provincial hospital | 1 | General | GB_stGeneral | 1 | 859 | Gloves, nitril, powder free, disposable, size 7-8, 100 per pack | GB_stGlovesNitrilPowderFreeDisposableSize78100PerPack | 20.49 | 5 | 218
20 | Infrastructure | 4 | National/Regional/Provincial hospital | 1 | General | GB_stGeneral | 1 | 860 | Gloves, nitril, powder free, disposable, size 8-9, 100 per pack | GB_stGlovesNitrilPowderFreeDisposableSize89100PerPack | 21.86 | 2 | 219
20 | Infrastructure | 4 | National/Regional/Provincial hospital | 1 | General | GB_stGeneral | 1 | 861 | Strips for the rapid detection of resistance to isoniazid and rifampicin, per strip | GB_stStripsRapidDetectionResistIsonRifampPerStrip | 24.59 | 1000 | 482
20 | Infrastructure | 4 | National/Regional/Provincial hospital | 1 | General | GB_stGeneral | 1 | 862 | Strips for the rapid detection of resistance to isoniazid and rifampicin, per strip | GB_stStripsRapidDetectionResistIsonRifampPerStrip | 3.5 | 1000 | 482
20 | Infrastructure | 4 | National/Regional/Provincial hospital | 1 | General | GB_stGeneral | 1 | 863 | TB Laboratory Equipment - Molecular tests | GB_stTBLabEquipmentMolecularTests | 0 | 0 | 506
20 | Infrastructure | 4 | National/Regional/Provincial hospital | 1 | General | GB_stGeneral | 1 | 864 | PCR-Workstation UV | GB_stPcrWorkstationUv | 3142.49 | 1 | 356
20 | Infrastructure | 4 | National/Regional/Provincial hospital | 1 | General | GB_stGeneral | 1 | 865 | Thermocycler | GB_stThermocycler | 4782.05 | 1 | 515
20 | Infrastructure | 4 | National/Regional/Provincial hospital | 1 | General | GB_stGeneral | 1 | 866 | Ultrasonic bath | GB_stUltrasonicBath | 1639.56 | 1 | 550
20 | Infrastructure | 4 | National/Regional/Provincial hospital | 1 | General | GB_stGeneral | 1 | 867 | Thermoshaker for hybridization | GB_stThermoshakerHybridization | 3005.86 | 1 | 520
20 | Infrastructure | 4 | National/Regional/Provincial hospital | 1 | General | GB_stGeneral | 1 | 868 | Optional 8-channel pipette, 5 - 50 �l | GB_stOpt8ChannelPipette550L | 587.51 | 1 | 322
20 | Infrastructure | 4 | National/Regional/Provincial hospital | 1 | General | GB_stGeneral | 1 | 869 | Optional 8-channel pipette, 50 - 300 �l | GB_stOpt8ChannelPipette50300L | 587.51 | 1 | 323
20 | Infrastructure | 4 | National/Regional/Provincial hospital | 1 | General | GB_stGeneral | 1 | 870 | Optional Electrophoresis, horizontal mini gel system | GB_stOptElectrophoresisHorizontalMiniGelSystem | 409.89 | 1 | 324
20 | Infrastructure | 4 | National/Regional/Provincial hospital | 1 | General | GB_stGeneral | 1 | 871 | Optional Power supply for electrophoresis | GB_stOptPowerSupplyElectrophoresis | 478.21 | 1 | 327
20 | Infrastructure | 4 | National/Regional/Provincial hospital | 1 | General | GB_stGeneral | 1 | 872 | Optional UV-light illuminator at least 200 x 200 mm window | GB_stOptUvLightIlluminatorLeast200X200MmWindow | 1639.56 | 1 | 328
20 | Infrastructure | 4 | National/Regional/Provincial hospital | 1 | General | GB_stGeneral | 1 | 873 | Optional Microwave oven, approx. 900 W, inner volume minimum 20 litres | GB_stOptMicrowaveOvenApprox900WInnerVolumeMin20Litres | 819.78 | 1 | 326
20 | Infrastructure | 4 | National/Regional/Provincial hospital | 1 | General | GB_stGeneral | 1 | 874 | Racks, for tubes 1.5 - 2 ml, 10 mm diameter, at least 20 positions | GB_stRacksTubes152Ml10MmDiameterLeast20Positions | 6.83 | 10 | 386
20 | Infrastructure | 4 | National/Regional/Provincial hospital | 1 | General | GB_stGeneral | 1 | 875 | Centrifuge for standard reaction tubes | GB_stCentrifugeStandardReactionTubes | 2459.34 | 1 | 89
20 | Infrastructure | 4 | National/Regional/Provincial hospital | 1 | General | GB_stGeneral | 1 | 876 | Floating rack for 20 seats, diameter 10 mm, 2ml, for ultrasonic bath | GB_stFloatingRack20SeatsDiameter10Mm2MlUltrasonicBath | 9.56 | 2 | 194
20 | Infrastructure | 4 | National/Regional/Provincial hospital | 1 | General | GB_stGeneral | 1 | 877 | Deep freeze storage box with lid for 2 ml cryovials , autoclavable PP | GB_stDeepFreezeStorageBoxLid2MlCryovialsAutoclavablePp | 10.93 | 10 | 130
20 | Infrastructure | 4 | National/Regional/Provincial hospital | 1 | General | GB_stGeneral | 1 | 878 | Deep freeze storage box with lid for 0.2ml PCR tubes, autoclavable PP. | GB_stDeepFreezeStorageBoxLid02MlPcrTubesAutoclavablePp | 11.07 | 10 | 129
20 | Infrastructure | 4 | National/Regional/Provincial hospital | 1 | General | GB_stGeneral | 1 | 879 | 1-channel pipette, variable from 0.5 - 10 �l, | GB_st1ChannelPipetteVariableFrom0510L | 273.26 | 3 | 2
20 | Infrastructure | 4 | National/Regional/Provincial hospital | 1 | General | GB_stGeneral | 1 | 880 | 1-channel pipette, variable from 10 - 100 �l | GB_st1ChannelPipetteVariableFrom10100L | 273.26 | 4 | 3
20 | Infrastructure | 4 | National/Regional/Provincial hospital | 1 | General | GB_stGeneral | 1 | 881 | 1-channel pipette, variable from 100 - 1000 �l, | GB_st1ChannelPipetteVariableFrom1001000L | 273.26 | 4 | 4
20 | Infrastructure | 4 | National/Regional/Provincial hospital | 1 | General | GB_stGeneral | 1 | 882 | Racks suitable for pipettes offered, at least 4 positions | GB_stRacksSuitablePipettesOfferedLeast4Positions | 109.3 | 4 | 385
20 | Infrastructure | 4 | National/Regional/Provincial hospital | 1 | General | GB_stGeneral | 1 | 883 | Refrigerator with freezing department | GB_stRefrigeratorFreezingDepartment | 409.89 | 1 | 401
20 | Infrastructure | 4 | National/Regional/Provincial hospital | 1 | General | GB_stGeneral | 1 | 884 | Freezer | GB_stFreezer | 546.52 | 1 | 205
20 | Infrastructure | 4 | National/Regional/Provincial hospital | 1 | General | GB_stGeneral | 1 | 885 | Stand for multichannel pipettes | GB_stStandMultichannelPipettes | 122.97 | 1 | 452
20 | Infrastructure | 4 | National/Regional/Provincial hospital | 1 | General | GB_stGeneral | 1 | 886 | Hand-dispenser pipette, 5 dosage steps, suited for combitips | GB_stHandDispenserPipette5DosageStepsSuitedCombitips | 218.61 | 2 | 228
20 | Infrastructure | 4 | National/Regional/Provincial hospital | 1 | General | GB_stGeneral | 1 | 887 | Tripod stand for waste bags of 2 litres | GB_stTripodStandWasteBags2Litres | 10.25 | 5 | 542
20 | Infrastructure | 4 | National/Regional/Provincial hospital | 1 | General | GB_stGeneral | 1 | 888 | TB Laboratory Equipment - Culture | GB_stTBLabEquipmentCulture | 0 | 0 | 503
20 | Infrastructure | 4 | National/Regional/Provincial hospital | 1 | General | GB_stGeneral | 1 | 889 | Base Support for Laminar Air Flow Cabinet | GB_stBaseSuppLaminarAirFlowCabinet | 1024.73 | 2 | 52
20 | Infrastructure | 4 | National/Regional/Provincial hospital | 1 | General | GB_stGeneral | 1 | 890 | BSC, class I or II | GB_stBscClassIOrIi | 17761.9 | 2 | 70
20 | Infrastructure | 4 | National/Regional/Provincial hospital | 1 | General | GB_stGeneral | 1 | 891 | UPS for BSC | GB_stUpsBsc | 1639.56 | 2 | 556
20 | Infrastructure | 4 | National/Regional/Provincial hospital | 1 | General | GB_stGeneral | 1 | 892 | Minishaker or Vortex | GB_stMinishakerOrVortex | 478.21 | 3 | 303
20 | Infrastructure | 4 | National/Regional/Provincial hospital | 1 | General | GB_stGeneral | 1 | 893 | Optional : overhead stirrer, for at least 10 tubes (50 ml) | GB_stOptOverheadStirrerLeast10Tubes50Ml | 1639.56 | 2 | 321
20 | Infrastructure | 4 | National/Regional/Provincial hospital | 1 | General | GB_stGeneral | 1 | 894 | Test tube rack 18/8 stainless steel, diameter 16 mm | GB_stTestTubeRack188StainlessSteelDiameter16Mm | 38.26 | 5 | 513
20 | Infrastructure | 4 | National/Regional/Provincial hospital | 1 | General | GB_stGeneral | 1 | 895 | Test tube rack 18/8 stainless steel, diameter 35 mm | GB_stTestTubeRack188StainlessSteelDiameter35Mm | 31.42 | 5 | 514
20 | Infrastructure | 4 | National/Regional/Provincial hospital | 1 | General | GB_stGeneral | 1 | 896 | Safety gas burner with glass chimney, footswitch for temporary ignition | GB_stSafetyGasBurnerGlassChimneyFootswitchTemporaryIgnition | 573.85 | 2 | 412
20 | Infrastructure | 4 | National/Regional/Provincial hospital | 1 | General | GB_stGeneral | 1 | 897 | Safety gas tubing with safety clamps on both ends, inner diameter 9mm | GB_stSafetyGasTubingSafetyClampsBothEndsInnerDiameter9Mm | 40.99 | 2 | 413
20 | Infrastructure | 4 | National/Regional/Provincial hospital | 1 | General | GB_stGeneral | 1 | 898 | Inoculation loops, Platinum/Iridium wire, closed, 10 �l | GB_stInoculationLoopsPlatinumIridiumWireClosed10L | 122.97 | 6 | 247
20 | Infrastructure | 4 | National/Regional/Provincial hospital | 1 | General | GB_stGeneral | 1 | 899 | Loop holder | GB_stLoopHolder | 9.56 | 12 | 282
20 | Infrastructure | 4 | National/Regional/Provincial hospital | 1 | General | GB_stGeneral | 1 | 900 | Racks for loop holder | GB_stRacksLoopHolder | 16.4 | 4 | 383
20 | Infrastructure | 4 | National/Regional/Provincial hospital | 1 | General | GB_stGeneral | 1 | 901 | Stainless steel bucket with lid, capacity 10L | GB_stStainlessSteelBucketLidCapacity10L | 150.29 | 5 | 450
20 | Infrastructure | 4 | National/Regional/Provincial hospital | 1 | General | GB_stGeneral | 1 | 902 | Discard bottle, stainless steel or thick walled glass with screw cap | GB_stDiscardBottleStainlessSteelOrThickWalledGlassScrewCap | 4.1 | 5 | 142
20 | Infrastructure | 4 | National/Regional/Provincial hospital | 1 | General | GB_stGeneral | 1 | 903 | Funnel, stainless steel 18/8, top diameter 120 mm | GB_stFunnelStainlessSteel188TopDiameter120Mm | 18.45 | 3 | 210
20 | Infrastructure | 4 | National/Regional/Provincial hospital | 1 | General | GB_stGeneral | 1 | 904 | Safety box, PP, approx 3 L, for all sharps | GB_stSafetyBoxPpApprox3LAllSharps | 4.24 | 25 | 411
20 | Infrastructure | 4 | National/Regional/Provincial hospital | 1 | General | GB_stGeneral | 1 | 905 | Laboratory chair, disinfectable, 5 wheels, no arm rests | GB_stLabChairDisinfectable5WheelsNoArmRests | 245.93 | 2 | 260
20 | Infrastructure | 4 | National/Regional/Provincial hospital | 1 | General | GB_stGeneral | 1 | 906 | Incubator | GB_stIncubator | 9290.84 | 2 | 237
20 | Infrastructure | 4 | National/Regional/Provincial hospital | 1 | General | GB_stGeneral | 1 | 907 | Centrifuge | GB_stCentrifuge | 8880.95 | 1 | 88
20 | Infrastructure | 4 | National/Regional/Provincial hospital | 1 | General | GB_stGeneral | 1 | 908 | Centrifuge rotor | GB_stCentrifugeRotor | 1229.67 | 1 | 90
20 | Infrastructure | 4 | National/Regional/Provincial hospital | 1 | General | GB_stGeneral | 1 | 909 | Centrifuge rotor buckets | GB_stCentrifugeRotorBuckets | 409.89 | 4 | 91
20 | Infrastructure | 4 | National/Regional/Provincial hospital | 1 | General | GB_stGeneral | 1 | 910 | Aerosol tight lids for rotor buckets | GB_stAerosolTightLidsRotorBuckets | 136.63 | 4 | 6
20 | Infrastructure | 4 | National/Regional/Provincial hospital | 1 | General | GB_stGeneral | 1 | 911 | Reducing adapter for 50 ml centrifuge tubes | GB_stReducingAdapter50MlCentrifugeTubes | 109.3 | 4 | 397
20 | Infrastructure | 4 | National/Regional/Provincial hospital | 1 | General | GB_stGeneral | 1 | 912 | Reducing adapter for 15 ml/12 ml centrifuge tubes | GB_stReducingAdapter15Ml12MlCentrifugeTubes | 109.3 | 4 | 396
20 | Infrastructure | 4 | National/Regional/Provincial hospital | 1 | General | GB_stGeneral | 1 | 913 | Autoclave | GB_stAutoclave | 15029.3 | 2 | 42
20 | Infrastructure | 4 | National/Regional/Provincial hospital | 1 | General | GB_stGeneral | 1 | 914 | Autoclave control unit for fully automated process control | GB_stAutoclaveControlUnitFullyAutomatedProcessControl | 3005.86 | 2 | 43
20 | Infrastructure | 4 | National/Regional/Provincial hospital | 1 | General | GB_stGeneral | 1 | 915 | Exhaust air filtration system for autoclave | GB_stExhaustAirFiltrationSystemAutoclave | 3552.38 | 1 | 189
20 | Infrastructure | 4 | National/Regional/Provincial hospital | 1 | General | GB_stGeneral | 1 | 916 | Autoclave control unit for sterilization of liquids, including temperature probe | GB_stAutoclaveControlUnitSterilizationLiquidsIncludingTempProbe | 3361.1 | 1 | 44
20 | Infrastructure | 4 | National/Regional/Provincial hospital | 1 | General | GB_stGeneral | 1 | 917 | Autoclave recooling system to shorten the time of liquid sterilization | GB_stAutoclaveRecoolingSystemShortenTimeLiquidSterilization | 3415.75 | 1 | 45
20 | Infrastructure | 4 | National/Regional/Provincial hospital | 1 | General | GB_stGeneral | 1 | 918 | Wire baskets or stainless steel buckets for autoclave | GB_stWireBasketsOrStainlessSteelBucketsAutoclave | 245.93 | 2 | 582
20 | Infrastructure | 4 | National/Regional/Provincial hospital | 1 | General | GB_stGeneral | 1 | 919 | Wire baskets with drip tray for autoclave | GB_stWireBasketsDripTrayAutoclave | 478.21 | 2 | 583
20 | Infrastructure | 4 | National/Regional/Provincial hospital | 1 | General | GB_stGeneral | 1 | 920 | Hot-air oven | GB_stHotAirOven | 3825.64 | 1 | 233
20 | Infrastructure | 4 | National/Regional/Provincial hospital | 1 | General | GB_stGeneral | 1 | 921 | Optional Ion exchanger cartridge, flow rate approx. 950 L/h | GB_stOptIonExchangerCartridgeFlowRateApprox950LH | 1093.04 | 2 | 325
20 | Infrastructure | 4 | National/Regional/Provincial hospital | 1 | General | GB_stGeneral | 1 | 922 | Conductivity measuring device for laboratory grade water, digital | GB_stConductivityMeasDeviceLabGradeWaterDigital | 437.22 | 2 | 114
20 | Infrastructure | 4 | National/Regional/Provincial hospital | 1 | General | GB_stGeneral | 1 | 923 | Ion exchanger resin for laboratory grade water, pack of 5x10 L resin | GB_stIonExchangerResinLabGradeWaterPack5X10LResin | 81.98 | 5 | 250
20 | Infrastructure | 4 | National/Regional/Provincial hospital | 1 | General | GB_stGeneral | 1 | 924 | Water distiller | GB_stWaterDistiller | 1776.19 | 1 | 574
20 | Infrastructure | 4 | National/Regional/Provincial hospital | 1 | General | GB_stGeneral | 1 | 925 | Balloon high-density poyethylene (HDPE) with discharge cock, 30 liters | GB_stBalloonHighDensityPoyethyleneHdpeDischargeCock30Liters | 81.98 | 1 | 49
20 | Infrastructure | 4 | National/Regional/Provincial hospital | 1 | General | GB_stGeneral | 1 | 926 | Balloon high-density poyethylene (HDPE) with discharge cock, 10 liters | GB_stBalloonHighDensityPoyethyleneHdpeDischargeCock10Liters | 54.65 | 4 | 48
20 | Infrastructure | 4 | National/Regional/Provincial hospital | 1 | General | GB_stGeneral | 1 | 927 | Stop cock, winding for HDPE balloon | GB_stStopCockWindingHdpeBalloon | 4.44 | 10 | 475
20 | Infrastructure | 4 | National/Regional/Provincial hospital | 1 | General | GB_stGeneral | 1 | 928 | Racks for test tubes, PP, autoclavable, 60 positions | GB_stRacksTestTubesPpAutoclavable60Positions | 10.93 | 12 | 384
20 | Infrastructure | 4 | National/Regional/Provincial hospital | 1 | General | GB_stGeneral | 1 | 929 | Alarm clock / digital timer, 4 digits | GB_stAlarmClockDigitalTimer4Digits | 27.33 | 1 | 7
20 | Infrastructure | 4 | National/Regional/Provincial hospital | 1 | General | GB_stGeneral | 1 | 930 | Safety-Pipetting Ball, standard | GB_stSafetyPipettingBallStandard | 3.42 | 10 | 414
20 | Infrastructure | 4 | National/Regional/Provincial hospital | 1 | General | GB_stGeneral | 1 | 931 | Automated pipetting aid, battery capacity for 8 h work, 200 g weight | GB_stAutomatedPipettingAidBatteryCapacity8HWork200GWeight | 478.21 | 2 | 47
20 | Infrastructure | 4 | National/Regional/Provincial hospital | 1 | General | GB_stGeneral | 1 | 932 | Pipette washer | GB_stPipetteWasher | 170.79 | 1 | 365
20 | Infrastructure | 4 | National/Regional/Provincial hospital | 1 | General | GB_stGeneral | 1 | 933 | Transport boxes for specimens meeting WHO requirements of P650 package | GB_stTransportBoxesSpecimensMeetWhoRequirementsP650Package | 20.49 | 10 | 539
20 | Infrastructure | 4 | National/Regional/Provincial hospital | 1 | General | GB_stGeneral | 1 | 934 | Electronic maxima-minima-thermometers, two channels, thin cable with sensor, battery, measuring range -50�C/+60�C | GB_stElectronicMaximaMinimaThermometersTwoChannelsThinCable | 27.33 | 10 | 163
20 | Infrastructure | 4 | National/Regional/Provincial hospital | 1 | General | GB_stGeneral | 1 | 935 | Electronic maxima-minima-thermometers, two channels, battery, measuring range -10�C/+50�C | GB_stElectronicMaximaMinimaThermometersTwoChannelsBattery | 27.33 | 10 | 162
20 | Infrastructure | 4 | National/Regional/Provincial hospital | 1 | General | GB_stGeneral | 1 | 936 | Dispenser for 1000 ml bottle for liquid soap, for wall mounting, 1 per sink | GB_stDispenser1000MlBottleLiquidSoapWallMounting1PerSink | 68.32 | 2 | 143
20 | Infrastructure | 4 | National/Regional/Provincial hospital | 1 | General | GB_stGeneral | 1 | 937 | Dispenser for hand towels, for wall mounting, 1 per sink | GB_stDispenserHandTowelsWallMounting1PerSink | 47.82 | 2 | 144
20 | Infrastructure | 4 | National/Regional/Provincial hospital | 1 | General | GB_stGeneral | 1 | 938 | Goggles, according to EN 166 and EN 170, frame adjustable, integrated side and top protection, total weight <40 g | GB_stGogglesAccordingEn166En170FrameAdjustable | 8.2 | 5 | 223
20 | Infrastructure | 4 | National/Regional/Provincial hospital | 1 | General | GB_stGeneral | 1 | 939 | Emergency spill-kit | GB_stEmergencySpillKit | 34.16 | 1 | 166
20 | Infrastructure | 4 | National/Regional/Provincial hospital | 1 | General | GB_stGeneral | 1 | 940 | First aid kit | GB_stFirstAidKit | 327.91 | 1 | 193
20 | Infrastructure | 4 | National/Regional/Provincial hospital | 1 | General | GB_stGeneral | 1 | 941 | Anemometer | GB_stAnemometer | 2049.45 | 1 | 34
20 | Infrastructure | 4 | National/Regional/Provincial hospital | 1 | General | GB_stGeneral | 1 | 942 | Analytical balance | GB_stAnalyticalBalance | 4782.05 | 1 | 32
20 | Infrastructure | 4 | National/Regional/Provincial hospital | 1 | General | GB_stGeneral | 1 | 943 | pH meter | GB_stPhMeter | 819.78 | 1 | 357
20 | Infrastructure | 4 | National/Regional/Provincial hospital | 1 | General | GB_stGeneral | 1 | 944 | Bunsen burner with fine tuning | GB_stBunsenBurnerFineTuning | 143.46 | 1 | 74
20 | Infrastructure | 4 | National/Regional/Provincial hospital | 1 | General | GB_stGeneral | 1 | 945 | Tripod stand | GB_stTripodStand | 16.4 | 1 | 541
20 | Infrastructure | 4 | National/Regional/Provincial hospital | 1 | General | GB_stGeneral | 1 | 946 | Water bath, capacity approximately 20 L | GB_stWaterBathCapacityApproximately20L | 1502.93 | 1 | 573
20 | Infrastructure | 4 | National/Regional/Provincial hospital | 1 | General | GB_stGeneral | 1 | 947 | Magnetic stirrer | GB_stMagneticStirrer | 580.68 | 1 | 284
20 | Infrastructure | 4 | National/Regional/Provincial hospital | 1 | General | GB_stGeneral | 1 | 948 | Magnetic stirring bars, round-shaped, polytetrafluorethylen (PTFE) coated. Set of 10: 1x 15 mm, 2X 20 mm, 2x 25 mm, 1x 30 mm, 2x 40 mm, 2x 50 mm length. | GB_stMagneticStirringBars | 68.32 | 1 | 285
20 | Infrastructure | 4 | National/Regional/Provincial hospital | 1 | General | GB_stGeneral | 1 | 949 | Sterile filling station of culture media, consisting of 1000 ml Squibb sedimentation funnels or cylindric dropping funnels, with tube for pressure exchange, stopcocks made of glass and Teflon stopper, outlet diameter 4 mm | GB_stSterileFillingStationCultureMediaConsisting1000MlSquibb | 68.32 | 3 | 461
20 | Infrastructure | 4 | National/Regional/Provincial hospital | 1 | General | GB_stGeneral | 1 | 950 | Stative for Squibb sedimentation funnels consisting of plate, rod and clamp | GB_stStativeSquibbSedimentationFunnelsConsistingPlateRodClamp | 136.63 | 3 | 455
20 | Infrastructure | 4 | National/Regional/Provincial hospital | 1 | General | GB_stGeneral | 1 | 951 | Inspissator for coagulation of egg-based culture media | GB_stInspissatorCoagulationEggBasedCultureMedia | 8197.8 | 1 | 248
20 | Infrastructure | 4 | National/Regional/Provincial hospital | 1 | General | GB_stGeneral | 1 | 952 | Refrigerator with freezing department | GB_stNull | 819.78 | 1 | 402
20 | Infrastructure | 4 | National/Regional/Provincial hospital | 1 | General | GB_stGeneral | 1 | 953 | Refrigerator | GB_stRefrigerator | 409.89 | 2 | 400
20 | Infrastructure | 4 | National/Regional/Provincial hospital | 1 | General | GB_stGeneral | 1 | 954 | Stainless steel funnel, short wide stem with air drain, diameter 150 mm on top | GB_stStainlessSteelFunnelShortWideStemAirDrainDiameter150MmTop | 13.66 | 5 | 451
20 | Infrastructure | 4 | National/Regional/Provincial hospital | 1 | General | GB_stGeneral | 1 | 955 | Swan neck bottles (PE flask, narrow neck with screw cap and water dispenser) set of one each 250, 500, 1000ml | GB_stSwanNeckBottles | 16.4 | 5 | 486
20 | Infrastructure | 4 | National/Regional/Provincial hospital | 1 | General | GB_stGeneral | 1 | 956 | Bowl, plastic, 500 x 350 mm | GB_stBowlPlastic500X350Mm | 2.73 | 5 | 67
20 | Infrastructure | 4 | National/Regional/Provincial hospital | 1 | General | GB_stGeneral | 1 | 957 | Erlenmeyer flasks, borosilicate 3.3, wide neck, graduated, autoclavable, 2000 ml | GB_stErlenmeyerFlasksBorosilicate33WideNeckGradAutoclavable2000Ml | 34.16 | 2 | 175
20 | Infrastructure | 4 | National/Regional/Provincial hospital | 1 | General | GB_stGeneral | 1 | 958 | Erlenmeyer flasks, borosilicate 3.3, wide neck, graduated, autoclavable, 1000 ml | GB_stErlenmeyerFlasksBorosilicate33WideNeckGradAutoclavable1000Ml | 163.96 | 10 | 174
20 | Infrastructure | 4 | National/Regional/Provincial hospital | 1 | General | GB_stGeneral | 1 | 959 | Erlenmeyer flasks, borosilicate 3.3, wide neck, autoclavable, 500 ml | GB_stErlenmeyerFlasksBorosilicate33WideNeckAutoclavable500Ml | 81.98 | 10 | 172
20 | Infrastructure | 4 | National/Regional/Provincial hospital | 1 | General | GB_stGeneral | 1 | 960 | Erlenmeyer flasks, borosilicate 3.3, wide neck, graduated, autoclavable, 250 ml | GB_stErlenmeyerFlasksBorosilicate33WideNeckGradAutoclavable250Ml | 61.48 | 10 | 176
20 | Infrastructure | 4 | National/Regional/Provincial hospital | 1 | General | GB_stGeneral | 1 | 961 | Erlenmeyer flasks, borosilicate 3.3, wide neck, graduated, 100 ml, pack. unit 10 | GB_stErlenmeyerFlasksBorosilicate33WideNeckGrad100MlPackUnit10 | 54.65 | 20 | 173
20 | Infrastructure | 4 | National/Regional/Provincial hospital | 1 | General | GB_stGeneral | 1 | 962 | Erlenmeyer flasks, borosilicate 3.3, wide neck, graduated, autoclavable, 50 ml | GB_stErlenmeyerFlasksBorosilicate33WideNeckGradAutoclavable50Ml | 54.65 | 20 | 177
20 | Infrastructure | 4 | National/Regional/Provincial hospital | 1 | General | GB_stGeneral | 1 | 963 | Measuring cylinder, class A; TPX, autoclavable, 1000 ml, graduated 10.0 ml | GB_stMeasCylinderClassTpxAutoclavable1000MlGrad100Ml | 22.27 | 5 | 293
20 | Infrastructure | 4 | National/Regional/Provincial hospital | 1 | General | GB_stGeneral | 1 | 964 | Measuring cylinder, class A; TPX, autoclavable, 500 ml, graduated 5.0 ml | GB_stMeasCylinderClassTpxAutoclavable500MlGrad50Ml | 14.35 | 5 | 295
20 | Infrastructure | 4 | National/Regional/Provincial hospital | 1 | General | GB_stGeneral | 1 | 965 | Measuring cylinder, class A; TPX, autoclavable, 250 ml, graduated 2.0 ml | GB_stMeasCylinderClassTpxAutoclavable250MlGrad20Ml | 9.5 | 5 | 291
20 | Infrastructure | 4 | National/Regional/Provincial hospital | 1 | General | GB_stGeneral | 1 | 966 | Measuring cylinder, class A; TPX, autoclavable, 100 ml, graduated 1.0 ml | GB_stMeasCylinderClassTpxAutoclavable100MlGrad10Ml | 6.15 | 5 | 292
20 | Infrastructure | 4 | National/Regional/Provincial hospital | 1 | General | GB_stGeneral | 1 | 967 | Measuring cylinder, class A; TPX, autoclavable, 50 ml, graduated 1.0 ml | GB_stMeasCylinderClassTpxAutoclavable50MlGrad10Ml | 4.65 | 5 | 294
20 | Infrastructure | 4 | National/Regional/Provincial hospital | 1 | General | GB_stGeneral | 1 | 968 | Thick-walled glass flask for preparation of culture medium; with flanged rim; 2500 ml | GB_stThickWalledGlassFlaskPreparationCultureMediumFlangedRim2500Ml | 58.75 | 6 | 527
20 | Infrastructure | 4 | National/Regional/Provincial hospital | 1 | General | GB_stGeneral | 1 | 969 | Thick walled bottles, borosilicate 3.3, graduated, transparent, PP ring and cap, 2000 ml | GB_stThickWalledBottlesBorosilicate33GradTransparentPpRingCap2000Ml | 24.59 | 3 | 524
20 | Infrastructure | 4 | National/Regional/Provincial hospital | 1 | General | GB_stGeneral | 1 | 970 | Thick walled bottles, borosilicate 3.3, graduated, transparent, PP ring and cap, 1000 ml | GB_stThickWalledBottlesBorosilicate33GradTransparentPpRingCap1000Ml | 14.35 | 10 | 523
20 | Infrastructure | 4 | National/Regional/Provincial hospital | 1 | General | GB_stGeneral | 1 | 971 | Thick walled bottles, borosilicate 3.3, graduated, transparent, PP ring and cap, 500 ml; | GB_stThickWalledBottlesBorosilicate33GradTransparentPpRingCap500Ml | 9.29 | 5 | 525
20 | Infrastructure | 4 | National/Regional/Provincial hospital | 1 | General | GB_stGeneral | 1 | 972 | Thick walled bottles, borosilicate 3.3, graduated, amber, PP ring and cap, 11000 ml | GB_stThickWalledBottlesBorosilicate33GradAmberPpRingCap11000Ml | 16.4 | 3 | 522
20 | Infrastructure | 4 | National/Regional/Provincial hospital | 1 | General | GB_stGeneral | 1 | 973 | Thick walled bottles, borosilicate 3.3, graduated, amber, PP ring and cap, 1, 2000 ml | GB_stThickWalledBottlesBorosilicate33GradAmberPpRingCap12000Ml | 27.33 | 2 | 521
20 | Infrastructure | 4 | National/Regional/Provincial hospital | 1 | General | GB_stGeneral | 1 | 974 | Screw caps with weld in PFTE membrane, 0.2 �m pore size, autoclavable to 140 �C | GB_stScrewCapsWeldPfteMembrane02MPoreSizeAutoclavable140C | 3.01 | 10 | 428
20 | Infrastructure | 4 | National/Regional/Provincial hospital | 1 | General | GB_stGeneral | 1 | 975 | Laboratory beaker, EFTE, low form with graduation and spout, 2000 ml | GB_stLabBeakerEfteLowFormGraduationSpout2000Ml | 136.63 | 3 | 257
20 | Infrastructure | 4 | National/Regional/Provincial hospital | 1 | General | GB_stGeneral | 1 | 976 | Laboratory beaker, EFTE, low form with graduation and spout, 1000 ml | GB_stLabBeakerEfteLowFormGraduationSpout1000Ml | 68.32 | 3 | 256
20 | Infrastructure | 4 | National/Regional/Provincial hospital | 1 | General | GB_stGeneral | 1 | 977 | Laboratory beaker, EFTE, low form with graduation and spout, 600 ml | GB_stLabBeakerEfteLowFormGraduationSpout600Ml | 54.65 | 10 | 259
20 | Infrastructure | 4 | National/Regional/Provincial hospital | 1 | General | GB_stGeneral | 1 | 978 | Laboratory beaker, EFTE, low form with graduation and spout, 250 ml | GB_stLabBeakerEfteLowFormGraduationSpout250Ml | 24.59 | 10 | 258
20 | Infrastructure | 4 | National/Regional/Provincial hospital | 1 | General | GB_stGeneral | 1 | 979 | Laboratory beaker, EFTE, low form with graduation and spout, 100 ml | GB_stLabBeakerEfteLowFormGraduationSpout100Ml | 15.03 | 10 | 255
20 | Infrastructure | 4 | National/Regional/Provincial hospital | 1 | General | GB_stGeneral | 1 | 980 | Laboratory glassware drying rack, wall mounted; polystyrene; minimum 24 pegs | GB_stLabGlasswareDryingRackWallMountedPolystyreneMin24Pegs | 184.45 | 1 | 261
20 | Infrastructure | 4 | National/Regional/Provincial hospital | 1 | General | GB_stGeneral | 1 | 981 | Funnel, soda lime glass, plain, short stem, d = 75 mm | GB_stFunnelSodaLimeGlassPlainShortStemD75Mm | 6.83 | 5 | 208
20 | Infrastructure | 4 | National/Regional/Provincial hospital | 1 | General | GB_stGeneral | 1 | 982 | Funnel, soda lime glass, plain, short stem, d = 125 mm | GB_stFunnelSodaLimeGlassPlainShortStemD125Mm | 10.93 | 5 | 209
20 | Infrastructure | 4 | National/Regional/Provincial hospital | 1 | General | GB_stGeneral | 1 | 983 | Powder funnel , diameter 100mm | GB_stPowderFunnelDiameter100Mm | 10.93 | 5 | 372
20 | Infrastructure | 4 | National/Regional/Provincial hospital | 1 | General | GB_stGeneral | 1 | 984 | Glass beads, massive glass, 5 mm diameter | GB_stGlassBeadsMassiveGlass5MmDiameter | 34.16 | 2 | 215
20 | Infrastructure | 4 | National/Regional/Provincial hospital | 1 | General | GB_stGeneral | 1 | 985 | Glass beads, massive glass, 3 mm diameter | GB_stGlassBeadsMassiveGlass3MmDiameter | 34.16 | 1 | 214
20 | Infrastructure | 4 | National/Regional/Provincial hospital | 1 | General | GB_stGeneral | 1 | 986 | Thick walled Pyrex tubes with ISO winding and autoclavable screw cap with tight gasket, 16x100 mm; package of 100 | GB_stThickWalledPyrexTubes | 109.3 | 10 | 526
20 | Infrastructure | 4 | National/Regional/Provincial hospital | 1 | General | GB_stGeneral | 1 | 987 | Strainer, stainless steel, 1 grip, 2 eyes, diameter 20 cm | GB_stStrainerStainlessSteel1Grip2EyesDiameter20Cm | 21.86 | 1 | 476
20 | Infrastructure | 4 | National/Regional/Provincial hospital | 1 | General | GB_stGeneral | 1 | 988 | Forceps; pointed; straight; 18/8 stainless steel, polished | GB_stForcepsPointedStraight188StainlessSteelPolished | 9.39 | 5 | 203
20 | Infrastructure | 4 | National/Regional/Provincial hospital | 1 | General | GB_stGeneral | 1 | 989 | Optional: Laboratory washer-disinfector for laboratory glass, 2 baskets | GB_stOptLabWasherDisinfectorLabGlass2Baskets | 5055.31 | 1 | 330
20 | Infrastructure | 4 | National/Regional/Provincial hospital | 1 | General | GB_stGeneral | 1 | 990 | Separate water supply for deionised water with conductivity measure R 3/4" with digital display and hose-set for in-and outflow | GB_stSeparateWaterSupply | 929.08 | 1 | 431
20 | Infrastructure | 4 | National/Regional/Provincial hospital | 1 | General | GB_stGeneral | 1 | 991 | Aqua purificator cabinet for two de-mineralising cartridges | GB_stAquaPurificatorCabinetTwoDeMineralisingCartridges | 409.89 | 1 | 37
20 | Infrastructure | 4 | National/Regional/Provincial hospital | 1 | General | GB_stGeneral | 1 | 992 | TB Laboratory Equipment - DST | GB_stTBLabEquipmentDst | 0 | 0 | 504
20 | Infrastructure | 4 | National/Regional/Provincial hospital | 1 | General | GB_stGeneral | 1 | 993 | Desiccator, borosilicate glass, inner diameter 150-200 mm, lid with thread GL 32 | GB_stDesiccatorBorosilicateGlassInnerDiameter150200MmLidThreadGl32 | 273.26 | 2 | 134
20 | Infrastructure | 4 | National/Regional/Provincial hospital | 1 | General | GB_stGeneral | 1 | 994 | Membrane vacuum pump for desiccator, pressure endpoint < 20 mbar | GB_stMembraneVacuumPumpDesiccatorPressureEndpoint20Mbar | 1093.04 | 1 | 297
20 | Infrastructure | 4 | National/Regional/Provincial hospital | 1 | General | GB_stGeneral | 1 | 995 | Woulff flask consisting of borosilicate glass, 1000 ml with thread GL 45 screw cap | GB_stWoulffFlaskConsistingBorosilicateGlass1000MlThreadGl45ScrewCap | 47.82 | 1 | 586
20 | Infrastructure | 4 | National/Regional/Provincial hospital | 1 | General | GB_stGeneral | 1 | 996 | Vacuum tube, 3m | GB_stVacuumTube3M | 27.33 | 1 | 559
20 | Infrastructure | 4 | National/Regional/Provincial hospital | 1 | General | GB_stGeneral | 1 | 997 | Precision balance | GB_stPrecisionBalance | 1366.3 | 1 | 373
20 | Infrastructure | 4 | National/Regional/Provincial hospital | 1 | General | GB_stGeneral | 1 | 998 | Sterile filling station of culture media, consisting of 250 ml Squibb sedimentation funnels or cylindric dropping funnels, with tube for pressure exchange, stopcocks made of glass and Teflon stopper, outlet diameter 4 mm | GB_stSterileFillingStationCultureMediaConsisting250MlSquibb | 40.99 | 7 | 462
20 | Infrastructure | 4 | National/Regional/Provincial hospital | 1 | General | GB_stGeneral | 1 | 999 | Refrigerator with freezing department | GB_stNull | 819.78 | 1 | 402
20 | Infrastructure | 4 | National/Regional/Provincial hospital | 1 | General | GB_stGeneral | 1 | 1000 | Refrigerator | GB_stRefrigerator | 409.89 | 1 | 400
20 | Infrastructure | 4 | National/Regional/Provincial hospital | 1 | General | GB_stGeneral | 1 | 1001 | Optional: Chest freezer, 70 litres, temperature range: -18 �C to - 28 �C, complete with cassettes and racks | GB_stOptChestFreezer | 1366.3 | 1 | 329
20 | Infrastructure | 4 | National/Regional/Provincial hospital | 1 | General | GB_stGeneral | 1 | 1002 | Pipettes 1 ml, glass, graduated 0,01 ml, conformity certified, pack of 10 pieces | GB_stPipettes1MlGlassGrad001MlConformityCertifiedPack10Pieces | 27.33 | 3 | 366
20 | Infrastructure | 4 | National/Regional/Provincial hospital | 1 | General | GB_stGeneral | 1 | 1003 | Pipettes 2 ml, glass, graduated 0,02 ml, conformity certified, pack of 10 pieces | GB_stPipettes2MlGlassGrad002MlConformityCertifiedPack10Pieces | 28.69 | 3 | 368
20 | Infrastructure | 4 | National/Regional/Provincial hospital | 1 | General | GB_stGeneral | 1 | 1004 | Pipettes 10 ml, glass, graduated 0,05 ml, conformity certified, pack of 10 pieces | GB_stPipettes10MlGlassGrad005MlConformityCertifiedPack10Pieces | 30.06 | 3 | 367
20 | Infrastructure | 4 | National/Regional/Provincial hospital | 1 | General | GB_stGeneral | 1 | 1005 | Pipettes 5 ml, glass, graduated 0,1 ml, conformity certified, pack of 10 pieces | GB_stPipettes5MlGlassGrad01MlConformityCertifiedPack10Pieces | 31.42 | 3 | 369
20 | Infrastructure | 4 | National/Regional/Provincial hospital | 1 | General | GB_stGeneral | 1 | 1006 | Pipette box aluminium with lid, autoclavable, suitable for 35 cm long pipettes | GB_stPipetteBoxAluminiumLidAutoclavableSuitable35CmLongPipettes | 136.63 | 10 | 364
20 | Infrastructure | 4 | National/Regional/Provincial hospital | 1 | General | GB_stGeneral | 1 | 1007 | TB Laboratory Equipment - Additional items for Culture and DST | GB_stTBLabEquipmentAdditionalItemsCultureDst | 0 | 0 | 502
20 | Infrastructure | 4 | National/Regional/Provincial hospital | 1 | General | GB_stGeneral | 1 | 1008 | Automated analyser for liquid culture media with growth detection based on a fluorescent signal, 960 vials | GB_stAutomatedAnalyserLiquidCultureMedia | 79655.29 | 2 | 46
20 | Infrastructure | 4 | National/Regional/Provincial hospital | 1 | General | GB_stGeneral | 1 | 1009 | Automated analyser for liquid culture media with growth detection based on a fluorescent signal, 960 vials | GB_stAutomatedAnalyserLiquidCultureMedia | 39827.65 | 2 | 46
20 | Infrastructure | 4 | National/Regional/Provincial hospital |  |  | GB_stNull | 2 | 1010 | shelf | GB_stShelf | 108 | 5 | 433
20 | Infrastructure | 4 | National/Regional/Provincial hospital |  |  | GB_stNull | 2 | 1011 | shelf with racks | GB_stShelfRacks | 126 | 4 | 435
20 | Infrastructure | 4 | National/Regional/Provincial hospital |  |  | GB_stNull | 2 | 1012 | shelf with racks | GB_stShelfRacks | 144 | 12 | 435
20 | Infrastructure | 4 | National/Regional/Provincial hospital |  |  | GB_stNull | 2 | 1013 | shelf with | GB_stShelfWith | 108 | 4 | 434
20 | Infrastructure | 4 | National/Regional/Provincial hospital |  |  | GB_stNull | 2 | 1014 | file cabinet 4 drawers | GB_stFileCabinet4Drawers | 155 | 1 | 192
20 | Infrastructure | 4 | National/Regional/Provincial hospital |  |  | GB_stNull | 2 | 1015 | secretary chair | GB_stSecretaryChair | 45 | 12 | 430
20 | Infrastructure | 4 | National/Regional/Provincial hospital |  |  | GB_stNull | 2 | 1016 | Stools, Adjustable | GB_stStoolsAdjustable | 54 | 5 | 474
20 | Infrastructure | 4 | National/Regional/Provincial hospital |  |  | GB_stNull | 2 | 1017 | chair | GB_stChair | 54 | 15 | 95
20 | Infrastructure | 4 | National/Regional/Provincial hospital |  |  | GB_stNull | 2 | 1018 | stool, revolving | GB_stStoolRevolving | 35 | 15 | 472
20 | Infrastructure | 4 | National/Regional/Provincial hospital |  |  | GB_stNull | 2 | 1019 | stool, revolving with backrest | GB_stStoolRevolvingBackrest | 68 | 22 | 473
20 | Infrastructure | 4 | National/Regional/Provincial hospital |  |  | GB_stNull | 2 | 1020 | bath,trough | GB_stBathTrough | 270 | 1 | 56
20 | Infrastructure | 4 | National/Regional/Provincial hospital |  |  | GB_stNull | 2 | 1021 | step stool | GB_stStepStool | 52 | 10 | 456
20 | Infrastructure | 4 | National/Regional/Provincial hospital |  |  | GB_stNull | 2 | 1022 | bars, paralel for rehabilitation | GB_stBarsParalelRehabilitation | 819 | 1 | 51
20 | Infrastructure | 4 | National/Regional/Provincial hospital |  |  | GB_stNull | 2 | 1023 | ergometer | GB_stErgometer | 0 | 3 | 171
20 | Infrastructure | 4 | National/Regional/Provincial hospital |  |  | GB_stNull | 2 | 1024 | hamper | GB_stHamper | 68 | 109 | 226
20 | Infrastructure | 4 | National/Regional/Provincial hospital |  |  | GB_stNull | 2 | 1025 | waste disposal with pedal | GB_stWasteDisposalPedal | 46 | 12 | 572
20 | Infrastructure | 4 | National/Regional/Provincial hospital |  |  | GB_stNull | 2 | 1026 | cart, dressing | GB_stCartDressing | 396 | 16 | 84
20 | Infrastructure | 4 | National/Regional/Provincial hospital |  |  | GB_stNull | 2 | 1027 | Carts, Linen/Laundry | GB_stCartsLinenLaundry | 167 | 27 | 85
20 | Infrastructure | 4 | National/Regional/Provincial hospital |  |  | GB_stNull | 2 | 1028 | carts, supermarket for sterilized | GB_stCartsSupermarketSterilized | 360 | 3 | 86
20 | Infrastructure | 4 | National/Regional/Provincial hospital |  |  | GB_stNull | 2 | 1029 | wheel cart | GB_stWheelCart | 540 | 8 | 1
20 | Infrastructure | 4 | National/Regional/Provincial hospital |  |  | GB_stNull | 2 | 1030 | Hampers | GB_stHampers | 32 | 22 | 227
20 | Infrastructure | 4 | National/Regional/Provincial hospital |  |  | GB_stNull | 2 | 1031 | cushion, therapeutic exercises | GB_stCushionTherapeuticExercises | 180 | 1 | 125
20 | Infrastructure | 4 | National/Regional/Provincial hospital |  |  | GB_stNull | 2 | 1032 | Toileting assistive products | GB_stToiletingAssistiveProducts | 63 | 100 | 534
20 | Infrastructure | 4 | National/Regional/Provincial hospital |  |  | GB_stNull | 2 | 1033 | infant bedpan | GB_stInfantBedpan | 63 | 17 | 242
20 | Infrastructure | 4 | National/Regional/Provincial hospital |  |  | GB_stNull | 2 | 1034 | Curtain, general-purpose, single use | GB_stCurtainGeneralPurposeSingleUse | 101 | 39 | 122
20 | Infrastructure | 4 | National/Regional/Provincial hospital |  |  | GB_stNull | 2 | 1035 | bucket, inox | GB_stBucketInox | 46 | 32 | 71
20 | Infrastructure | 4 | National/Regional/Provincial hospital |  |  | GB_stNull | 2 | 1036 | steps, finger rehabilitation | GB_stStepsFingerRehabilitation | 144 | 2 | 458
20 | Infrastructure | 4 | National/Regional/Provincial hospital |  |  | GB_stNull | 2 | 1037 | steps and ramp rehab | GB_stStepsRampRehab | 666 | 1 | 457
20 | Infrastructure | 4 | National/Regional/Provincial hospital |  |  | GB_stNull | 2 | 1038 | desk, physician | GB_stDeskPhysician | 135 | 11 | 135
20 | Infrastructure | 4 | National/Regional/Provincial hospital |  |  | GB_stNull | 2 | 1039 | computer terminals, hospital inf system | GB_stComputerTerminalsHospitalInfSystem | 1350 | 17 | 113
20 | Infrastructure | 4 | National/Regional/Provincial hospital |  |  | GB_stNull | 2 | 1040 | Table, instrument | GB_stTableInstrument | 180 | 3 | 490
20 | Infrastructure | 4 | National/Regional/Provincial hospital |  |  | GB_stNull | 2 | 1041 | table, mayo | GB_stTableMayo | 108 | 11 | 492
20 | Infrastructure | 4 | National/Regional/Provincial hospital |  |  | GB_stNull | 2 | 1042 | table, pasteur | GB_stTablePasteur | 180 | 43 | 497
20 | Infrastructure | 4 | National/Regional/Provincial hospital |  |  | GB_stNull | 2 | 1043 | table, kydney | GB_stTableKydney | 180 | 1 | 491
20 | Infrastructure | 4 | National/Regional/Provincial hospital |  |  | GB_stNull | 2 | 1044 | Urinals | GB_stUrinals | 33 | 20 | 557
20 | Infrastructure | 4 | National/Regional/Provincial hospital |  |  | GB_stNull | 2 | 1045 | hanger, radiological aprons | GB_stHangerRadiologicalAprons | 23 | 1 | 229
20 | Infrastructure | 4 | National/Regional/Provincial hospital |  |  | GB_stNull | 2 | 1046 | Toileting assistive products | GB_stToiletingAssistiveProducts | 81 | 20 | 534
20 | Infrastructure | 4 | National/Regional/Provincial hospital |  |  | GB_stNull | 2 | 1047 | Intravenous hanger | GB_stIntravenousHanger | 54 | 84 | 249
20 | Infrastructure | 4 | National/Regional/Provincial hospital |  |  | GB_stNull | 2 | 1048 | clock, wall | GB_stClockWall | 45 | 2 | 107
20 | Infrastructure | 4 | National/Regional/Provincial hospital |  |  | GB_stNull | 2 | 1049 | rail, infusion | GB_stRailInfusion | 41 | 31 | 393
20 | Infrastructure | 4 | National/Regional/Provincial hospital |  |  | GB_stNull | 2 | 1050 | Wheelchair, <specify> | GB_stWheelchairSpecify | 405 | 17 | 580
20 | Infrastructure | 4 | National/Regional/Provincial hospital |  |  | GB_stNull | 2 | 1051 | Cabinets, Storage, Bedpan/Urinal | GB_stCabinetsStorageBedpanUrinal | 743 | 1 | 80
20 | Infrastructure | 6 | Prehospital emergency | 1 | General | GB_stGeneral | 1 | 519 | Accelerator system, linear | GB_stAcceleratorSystemLinear | 750000 | 1 | 5
20 | Infrastructure | 6 | Prehospital emergency | 1 | General | GB_stGeneral | 1 | 520 | Anaesthesia gas delivery unit | GB_stAnaesthesiaGasDeliveryUnit | 80063.98 | 6 | 8
20 | Infrastructure | 6 | Prehospital emergency | 1 | General | GB_stGeneral | 1 | 521 | Anaesthesia system, general-purpose | GB_stAnaesthesiaSystemGeneralPurpose | 86306.2 | 1 | 11
20 | Infrastructure | 6 | Prehospital emergency | 1 | General | GB_stGeneral | 1 | 522 | Analyser, blood culture, automated | GB_stAnalyserBloodCultureAutomated | 8164.8 | 1 | 13
20 | Infrastructure | 6 | Prehospital emergency | 1 | General | GB_stGeneral | 1 | 523 | Analyser, blood gas, general-purpose | GB_stAnalyserBloodGasGeneralPurpose | 58965.93 | 2 | 14
20 | Infrastructure | 6 | Prehospital emergency | 1 | General | GB_stGeneral | 1 | 524 | Analyser, clinical chemistry, automated, discrete | GB_stAnalyserClinicalChemistryAutomatedDiscrete | 26987.23 | 2 | 16
20 | Infrastructure | 6 | Prehospital emergency | 1 | General | GB_stGeneral | 1 | 525 | Analyser, electrolyte, flame photometer | GB_stAnalyserElectrolyteFlamePhotometer | 58965.93 | 4 | 17
20 | Infrastructure | 6 | Prehospital emergency | 1 | General | GB_stGeneral | 1 | 526 | Analyser, electrophoresis, protein fractionation | GB_stAnalyserElectrophoresisProteinFractionation | 57000 | 1 | 18
20 | Infrastructure | 6 | Prehospital emergency | 1 | General | GB_stGeneral | 1 | 527 | Analyser, haematology, blood grouping | GB_stAnalyserHaematologyBloodGrouping | 6248 | 2 | 20
20 | Infrastructure | 6 | Prehospital emergency | 1 | General | GB_stGeneral | 1 | 528 | Analyser, haematology, cell-differential | GB_stAnalyserHaematologyCellDifferential | 563.71 | 2 | 21
20 | Infrastructure | 6 | Prehospital emergency | 1 | General | GB_stGeneral | 1 | 529 | Analyser, immunoassay, chemiluminescent | GB_stAnalyserImmunoassayChemiluminescent | 42000 | 2 | 24
20 | Infrastructure | 6 | Prehospital emergency | 1 | General | GB_stGeneral | 1 | 530 | Analyser, immunoassay, enzyme | GB_stAnalyserImmunoassayEnzyme | 9000 | 1 | 25
20 | Infrastructure | 6 | Prehospital emergency | 1 | General | GB_stGeneral | 1 | 531 | Analyser, immunoassay, fluorescent | GB_stAnalyserImmunoassayFluorescent | 25000 | 1 | 26
20 | Infrastructure | 6 | Prehospital emergency | 1 | General | GB_stGeneral | 1 | 532 | Analyser, immunoassay, light transmission | GB_stAnalyserImmunoassayLightTransmission | 0 | 1 | 27
20 | Infrastructure | 6 | Prehospital emergency | 1 | General | GB_stGeneral | 1 | 533 | Analyser, immunoassay, radioisotopic | GB_stAnalyserImmunoassayRadioisotopic | 0 | 1 | 28
20 | Infrastructure | 6 | Prehospital emergency | 1 | General | GB_stGeneral | 1 | 534 | Analyser, photometer, general-purpose | GB_stAnalyserPhotometerGeneralPurpose | 3045.4 | 3 | 30
20 | Infrastructure | 6 | Prehospital emergency | 1 | General | GB_stGeneral | 1 | 535 | Analyser, urine | GB_stAnalyserUrine | 1289.99 | 1 | 31
20 | Infrastructure | 6 | Prehospital emergency | 1 | General | GB_stGeneral | 1 | 536 | Apheresis unit | GB_stApheresisUnit | 10000 | 1 | 36
20 | Infrastructure | 6 | Prehospital emergency | 1 | General | GB_stGeneral | 1 | 537 | Arthroscope, flexible, fibreoptic | GB_stArthroscopeFlexibleFibreoptic | 1000 | 1 | 38
20 | Infrastructure | 6 | Prehospital emergency | 1 | General | GB_stGeneral | 1 | 538 | Articulator, dental | GB_stArticulatorDental | 0 | 1 | 39
20 | Infrastructure | 6 | Prehospital emergency | 1 | General | GB_stGeneral | 1 | 539 | Audiometer, impedance | GB_stAudiometerImpedance | 0 | 1 | 40
20 | Infrastructure | 6 | Prehospital emergency | 1 | General | GB_stGeneral | 1 | 540 | Audiometer, pure-tone | GB_stAudiometerPureTone | 0 | 2 | 41
20 | Infrastructure | 6 | Prehospital emergency | 1 | General | GB_stGeneral | 1 | 541 | Bar-code reader | GB_stBarCodeReader | 0 | 1 | 50
20 | Infrastructure | 6 | Prehospital emergency | 1 | General | GB_stGeneral | 1 | 542 | Bath, hydro-massage therapy | GB_stBathHydroMassageTherapy | 2720 | 1 | 53
20 | Infrastructure | 6 | Prehospital emergency | 1 | General | GB_stGeneral | 1 | 543 | Bath, paraffin, physical therapy | GB_stBathParaffinPhysicalTherapy | 4426.84 | 1 | 54
20 | Infrastructure | 6 | Prehospital emergency | 1 | General | GB_stGeneral | 1 | 544 | Bath, ultrasonic | GB_stBathUltrasonic | 33843.23 | 1 | 55
20 | Infrastructure | 6 | Prehospital emergency | 1 | General | GB_stGeneral | 1 | 545 | Bed, general-purpose, electrically-powered | GB_stBedGeneralPurposeElectricallyPowered | 19344.18 | 11 | 57
20 | Infrastructure | 6 | Prehospital emergency | 1 | General | GB_stGeneral | 1 | 546 | Bed, general-purpose, manually-operated | GB_stBedGeneralPurposeManuallyOperated | 4603.04 | 3 | 58
20 | Infrastructure | 6 | Prehospital emergency | 1 | General | GB_stGeneral | 1 | 547 | Bed, infant, general-purpose | GB_stBedInfantGeneralPurpose | 1000 | 3 | 59
20 | Infrastructure | 6 | Prehospital emergency | 1 | General | GB_stGeneral | 1 | 548 | Bed, orthopedic | GB_stBedOrthopedic | 1000 | 1 | 60
20 | Infrastructure | 6 | Prehospital emergency | 1 | General | GB_stGeneral | 1 | 549 | Bed, paediatric | GB_stBedPaediatric | 2398.01 | 1 | 61
20 | Infrastructure | 6 | Prehospital emergency | 1 | General | GB_stGeneral | 1 | 550 | Bedpan, general-purpose | GB_stBedpanGeneralPurpose | 40.32 | 13 | 62
20 | Infrastructure | 6 | Prehospital emergency | 1 | General | GB_stGeneral | 1 | 551 | Board, arm | GB_stBoardArm | 200 | 1 | 64
20 | Infrastructure | 6 | Prehospital emergency | 1 | General | GB_stGeneral | 1 | 552 | Bowl, emesis, reusable | GB_stBowlEmesisReusable | 5.42 | 16 | 66
20 | Infrastructure | 6 | Prehospital emergency | 1 | General | GB_stGeneral | 1 | 553 | Bowl, washing | GB_stBowlWashing | 7.18 | 36 | 68
20 | Infrastructure | 6 | Prehospital emergency | 1 | General | GB_stGeneral | 1 | 554 | Bucket, swab | GB_stBucketSwab | 44.97 | 102 | 72
20 | Infrastructure | 6 | Prehospital emergency | 1 | General | GB_stGeneral | 1 | 555 | Bunsen burner | GB_stBunsenBurner | 38.78 | 2 | 73
20 | Infrastructure | 6 | Prehospital emergency | 1 | General | GB_stGeneral | 1 | 556 | Cabinet, bedside | GB_stCabinetBedside | 65.33 | 5 | 75
20 | Infrastructure | 6 | Prehospital emergency | 1 | General | GB_stGeneral | 1 | 557 | Cabinet, dental | GB_stCabinetDental | 179.82 | 1 | 76
20 | Infrastructure | 6 | Prehospital emergency | 1 | General | GB_stGeneral | 1 | 558 | Cabinet, instrument, general-purpose | GB_stCabinetInstrumentGeneralPurpose | 179.82 | 6 | 77
20 | Infrastructure | 6 | Prehospital emergency | 1 | General | GB_stGeneral | 1 | 559 | Cabinet, medicine | GB_stCabinetMedicine | 179.82 | 26 | 78
20 | Infrastructure | 6 | Prehospital emergency | 1 | General | GB_stGeneral | 1 | 560 | Cabinet, slide storage | GB_stCabinetSlideStorage | 1931.53 | 2 | 79
20 | Infrastructure | 6 | Prehospital emergency | 1 | General | GB_stGeneral | 1 | 561 | CAD/CAM unit, radiotherapy beam block | GB_stCadCamUnitRadiotherapyBeamBlock | 4000 | 1 | 82
20 | Infrastructure | 6 | Prehospital emergency | 1 | General | GB_stGeneral | 1 | 562 | Calliper, skinfold, manually-operated | GB_stCalliperSkinfoldManuallyOperated | 926.71 | 1 | 83
20 | Infrastructure | 6 | Prehospital emergency | 1 | General | GB_stGeneral | 1 | 563 | Cast cutter, electrically-powered | GB_stCastCutterElectricallyPowered | 1692.25 | 1 | 87
20 | Infrastructure | 6 | Prehospital emergency | 1 | General | GB_stGeneral | 1 | 564 | Centrifuge, cell washing | GB_stCentrifugeCellWashing | 93836.72 | 2 | 92
20 | Infrastructure | 6 | Prehospital emergency | 1 | General | GB_stGeneral | 1 | 565 | Centrifuge, cytology | GB_stCentrifugeCytology | 2118.38 | 1 | 93
20 | Infrastructure | 6 | Prehospital emergency | 1 | General | GB_stGeneral | 1 | 566 | Centrifuge, general-purpose laboratory | GB_stCentrifugeGeneralPurposeLab | 12253.38 | 8 | 94
20 | Infrastructure | 6 | Prehospital emergency | 1 | General | GB_stGeneral | 1 | 567 | Chair, bath/shower | GB_stChairBathShower | 95.65 | 5 | 96
20 | Infrastructure | 6 | Prehospital emergency | 1 | General | GB_stGeneral | 1 | 568 | Chair, blood donor | GB_stChairBloodDonor | 1679.08 | 1 | 97
20 | Infrastructure | 6 | Prehospital emergency | 1 | General | GB_stGeneral | 1 | 569 | Chair, examination/treatment, electrically-powered | GB_stChairExaminationTreatElectricallyPowered | 732.95 | 16 | 99
20 | Infrastructure | 6 | Prehospital emergency | 1 | General | GB_stGeneral | 1 | 570 | Chair, operator, dental | GB_stChairOperatorDental | 99.36 | 1 | 100
20 | Infrastructure | 6 | Prehospital emergency | 1 | General | GB_stGeneral | 1 | 571 | Chart, eye, Amsler grid | GB_stChartEyeAmslerGrid | 0 | 1 | 102
20 | Infrastructure | 6 | Prehospital emergency | 1 | General | GB_stGeneral | 1 | 572 | Chart, eye, colour discrimination | GB_stChartEyeColourDiscrimination | 209.41 | 1 | 103
20 | Infrastructure | 6 | Prehospital emergency | 1 | General | GB_stGeneral | 1 | 573 | Chart, eye, visual acuity | GB_stChartEyeVisualAcuity | 96 | 1 | 104
20 | Infrastructure | 6 | Prehospital emergency | 1 | General | GB_stGeneral | 1 | 574 | Chart, patient record | GB_stChartPatientRecord | 25.93 | 6 | 105
20 | Infrastructure | 6 | Prehospital emergency | 1 | General | GB_stGeneral | 1 | 575 | Circulatory assist system, intra-aortic balloon | GB_stCirculatoryAssistSystemIntraAorticBalloon | 35000 | 1 | 106
20 | Infrastructure | 6 | Prehospital emergency | 1 | General | GB_stGeneral | 1 | 576 | Colposcope | GB_stColposcope | 39548.65 | 2 | 108
20 | Infrastructure | 6 | Prehospital emergency | 1 | General | GB_stGeneral | 1 | 577 | Contrast medium injector system, powered, multiphase | GB_stContrastMediumInjectorSystemPoweredMultiphase | 30523.2 | 2 | 117
20 | Infrastructure | 6 | Prehospital emergency | 1 | General | GB_stGeneral | 1 | 578 | Cryosurgical unit, general-purpose | GB_stCryosurgicalUnitGeneralPurpose | 23691.15 | 2 | 118
20 | Infrastructure | 6 | Prehospital emergency | 1 | General | GB_stGeneral | 1 | 579 | Cup, medicine | GB_stCupMedicine | 13.14 | 6 | 121
20 | Infrastructure | 6 | Prehospital emergency | 1 | General | GB_stGeneral | 1 | 580 | Cushion, lumbar | GB_stCushionLumbar | 0 | 2 | 124
20 | Infrastructure | 6 | Prehospital emergency | 1 | General | GB_stGeneral | 1 | 581 | Cystourethroscope, flexible, video | GB_stCystourethroscopeFlexibleVideo | 41050.75 | 2 | 126
20 | Infrastructure | 6 | Prehospital emergency | 1 | General | GB_stGeneral | 1 | 582 | Darkroom film bin, diagnostic imaging | GB_stDarkroomFilmBinDiagImaging | 780.1 | 1 | 127
20 | Infrastructure | 6 | Prehospital emergency | 1 | General | GB_stGeneral | 1 | 583 | Darkroom light, diagnostic imaging | GB_stDarkroomLightDiagImaging | 251.76 | 1 | 128
20 | Infrastructure | 6 | Prehospital emergency | 1 | General | GB_stGeneral | 1 | 584 | Defibrillator,semi-automated | GB_stDefibrillatorSemiAutomated | 17156.73 | 1 | 131
20 | Infrastructure | 6 | Prehospital emergency | 1 | General | GB_stGeneral | 1 | 585 | Dialyser reprocessing system | GB_stDialyserReprocessingSystem | 10470.72 | 1 | 136
20 | Infrastructure | 6 | Prehospital emergency | 1 | General | GB_stGeneral | 1 | 586 | Dialysis system, haemo- | GB_stDialysisSystemHaemo | 4188.29 | 2 | 137
20 | Infrastructure | 6 | Prehospital emergency | 1 | General | GB_stGeneral | 1 | 587 | Dialysis system, peritoneal | GB_stDialysisSystemPeritoneal | 2408.27 | 1 | 138
20 | Infrastructure | 6 | Prehospital emergency | 1 | General | GB_stGeneral | 1 | 588 | Dictaphone system, digital | GB_stDictaphoneSystemDigital | 200 | 1 | 139
20 | Infrastructure | 6 | Prehospital emergency | 1 | General | GB_stGeneral | 1 | 589 | Digital imaging scanner, radiographic | GB_stDigitalImagingScannerRadiographic | 42615.83 | 1 | 140
20 | Infrastructure | 6 | Prehospital emergency | 1 | General | GB_stGeneral | 1 | 590 | Dilator, vaginal | GB_stDilatorVaginal | 15.8 | 1 | 141
20 | Infrastructure | 6 | Prehospital emergency | 1 | General | GB_stGeneral | 1 | 591 | Dispenser, liquid, laboratory, electronic | GB_stDispenserLiquidLabElectronic | 300 | 1 | 145
20 | Infrastructure | 6 | Prehospital emergency | 1 | General | GB_stGeneral | 1 | 592 | Dispenser, medication, liquid | GB_stDispenserMedicationLiquid | 5.36 | 1 | 146
20 | Infrastructure | 6 | Prehospital emergency | 1 | General | GB_stGeneral | 1 | 593 | Dispenser, medication, narcotic control | GB_stDispenserMedicationNarcoticControl | 400 | 5 | 147
20 | Infrastructure | 6 | Prehospital emergency | 1 | General | GB_stGeneral | 1 | 594 | Dispenser, paraffin | GB_stDispenserParaffin | 0 | 1 | 148
20 | Infrastructure | 6 | Prehospital emergency | 1 | General | GB_stGeneral | 1 | 595 | Dispenser, soap | GB_stDispenserSoap | 395.2 | 2 | 149
20 | Infrastructure | 6 | Prehospital emergency | 1 | General | GB_stGeneral | 1 | 596 | Distension unit, fluid, arthroscopic | GB_stDistensionUnitFluidArthroscopic | 1500 | 1 | 150
20 | Infrastructure | 6 | Prehospital emergency | 1 | General | GB_stGeneral | 1 | 597 | Dosimeter, radiation, film badge | GB_stDosimeterRadiationFilmBadge | 2000 | 1 | 155
20 | Infrastructure | 6 | Prehospital emergency | 1 | General | GB_stGeneral | 1 | 598 | Electrical conductivity measuring instrument, haemodialysis solution | GB_stElectricalConductivityMeasInstrumentHaemodialysisSolution | 0 | 1 | 158
20 | Infrastructure | 6 | Prehospital emergency | 1 | General | GB_stGeneral | 1 | 599 | Electrocardiograph, general-purpose | GB_stElectrocardiographGeneralPurpose | 6891.47 | 7 | 159
20 | Infrastructure | 6 | Prehospital emergency | 1 | General | GB_stGeneral | 1 | 600 | Electroencephalograph | GB_stElectroencephalograph | 38949.68 | 1 | 160
20 | Infrastructure | 6 | Prehospital emergency | 1 | General | GB_stGeneral | 1 | 601 | Electromyograph | GB_stElectromyograph | 37694.59 | 1 | 161
20 | Infrastructure | 6 | Prehospital emergency | 1 | General | GB_stGeneral | 1 | 602 | Electronystagmograph | GB_stElectronystagmograph | 2000 | 1 | 164
20 | Infrastructure | 6 | Prehospital emergency | 1 | General | GB_stGeneral | 1 | 603 | Electrosurgical system generator, general-purpose | GB_stElectrosurgicalSystemGeneratorGeneralPurpose | 8851.89 | 7 | 165
20 | Infrastructure | 6 | Prehospital emergency | 1 | General | GB_stGeneral | 1 | 604 | Endoscopic video image processor | GB_stEndoscopicVideoImageProcessor | 36196.59 | 1 | 167
20 | Infrastructure | 6 | Prehospital emergency | 1 | General | GB_stGeneral | 1 | 605 | Endoscopic video imaging system | GB_stEndoscopicVideoImagingSystem | 36196.59 | 1 | 168
20 | Infrastructure | 6 | Prehospital emergency | 1 | General | GB_stGeneral | 1 | 606 | ENT treatment system | GB_stEntTreatSystem | 10784.74 | 2 | 169
20 | Infrastructure | 6 | Prehospital emergency | 1 | General | GB_stGeneral | 1 | 607 | Evacuator, smoke, surgical | GB_stEvacuatorSmokeSurgical | 800 | 2 | 178
20 | Infrastructure | 6 | Prehospital emergency | 1 | General | GB_stGeneral | 1 | 608 | Exerciser, continuous passive motion, arm | GB_stExerciserContinuousPassiveMotionArm | 8805.89 | 1 | 180
20 | Infrastructure | 6 | Prehospital emergency | 1 | General | GB_stGeneral | 1 | 609 | Exerciser, continuous passive motion, leg | GB_stExerciserContinuousPassiveMotionLeg | 8805.89 | 1 | 181
20 | Infrastructure | 6 | Prehospital emergency | 1 | General | GB_stGeneral | 1 | 610 | Exerciser, finger | GB_stExerciserFinger | 2500 | 1 | 182
20 | Infrastructure | 6 | Prehospital emergency | 1 | General | GB_stGeneral | 1 | 611 | Exerciser, hand | GB_stExerciserHand | 2500 | 2 | 183
20 | Infrastructure | 6 | Prehospital emergency | 1 | General | GB_stGeneral | 1 | 612 | Exerciser, hand rails | GB_stExerciserHandRails | 18834.43 | 2 | 184
20 | Infrastructure | 6 | Prehospital emergency | 1 | General | GB_stGeneral | 1 | 613 | Exerciser, leg | GB_stExerciserLeg | 0 | 1 | 185
20 | Infrastructure | 6 | Prehospital emergency | 1 | General | GB_stGeneral | 1 | 614 | Exerciser, neck | GB_stExerciserNeck | 0 | 1 | 186
20 | Infrastructure | 6 | Prehospital emergency | 1 | General | GB_stGeneral | 1 | 615 | Exerciser, shoulder | GB_stExerciserShoulder | 0 | 1 | 187
20 | Infrastructure | 6 | Prehospital emergency | 1 | General | GB_stGeneral | 1 | 616 | Exerciser, stairs | GB_stExerciserStairs | 0 | 1 | 188
20 | Infrastructure | 6 | Prehospital emergency | 1 | General | GB_stGeneral | 1 | 617 | Exophthalmometer | GB_stExophthalmometer | 0 | 1 | 190
20 | Infrastructure | 6 | Prehospital emergency | 1 | General | GB_stGeneral | 1 | 618 | Extraction system, orthopaedic cement | GB_stExtractionSystemOrthopaedicCement | 0 | 1 | 191
20 | Infrastructure | 6 | Prehospital emergency | 1 | General | GB_stGeneral | 1 | 619 | Flowmeter, oxygen therapy | GB_stFlowmeterOxygenTherapy | 83.15 | 29 | 195
20 | Infrastructure | 6 | Prehospital emergency | 1 | General | GB_stGeneral | 1 | 620 | Fluid delivery mount, general-purpose | GB_stFluidDeliveryMountGeneralPurpose | 72.61 | 46 | 196
20 | Infrastructure | 6 | Prehospital emergency | 1 | General | GB_stGeneral | 1 | 621 | Focimeter | GB_stFocimeter | 650 | 1 | 197
20 | Infrastructure | 6 | Prehospital emergency | 1 | General | GB_stGeneral | 1 | 622 | Foetal heart detector, phono | GB_stFoetalHeartDetectorPhono | 843 | 3 | 198
20 | Infrastructure | 6 | Prehospital emergency | 1 | General | GB_stGeneral | 1 | 623 | Foot arch tracing unit | GB_stFootArchTracingUnit | 154.58 | 2 | 199
20 | Infrastructure | 6 | Prehospital emergency | 1 | General | GB_stGeneral | 1 | 624 | Footstool, conductive | GB_stFootstoolConductive | 42.63 | 41 | 200
20 | Infrastructure | 6 | Prehospital emergency | 1 | General | GB_stGeneral | 1 | 625 | Forceps, sterilizer transfer | GB_stForcepsSterilizerTransfer | 20.64 | 31 | 202
20 | Infrastructure | 6 | Prehospital emergency | 1 | General | GB_stGeneral | 1 | 626 | Fork, tuning | GB_stForkTuning | 80 | 5 | 204
20 | Infrastructure | 6 | Prehospital emergency | 1 | General | GB_stGeneral | 1 | 627 | Freezer, blood product | GB_stFreezerBloodProduct | 10235.65 | 2 | 206
20 | Infrastructure | 6 | Prehospital emergency | 1 | General | GB_stGeneral | 1 | 628 | Freezer, ultra-low | GB_stFreezerUltraLow | 0 | 1 | 207
20 | Infrastructure | 6 | Prehospital emergency | 1 | General | GB_stGeneral | 1 | 629 | Furnace, dental, porcelain | GB_stFurnaceDentalPorcelain | 2000 | 1 | 211
20 | Infrastructure | 6 | Prehospital emergency | 1 | General | GB_stGeneral | 1 | 630 | Gasometer | GB_stGasometer | 58965.93 | 4 | 212
20 | Infrastructure | 6 | Prehospital emergency | 1 | General | GB_stGeneral | 1 | 631 | Glucose meter, self-testing | GB_stGlucoseMeterSelfTest | 400.75 | 5 | 222
20 | Infrastructure | 6 | Prehospital emergency | 1 | General | GB_stGeneral | 1 | 632 | Haematological separator, cell/plasma | GB_stHaematologicalSeparatorCellPlasma | 2480.94 | 1 | 224
20 | Infrastructure | 6 | Prehospital emergency | 1 | General | GB_stGeneral | 1 | 633 | Hammer, percussion | GB_stHammerPercussion | 188.47 | 12 | 225
20 | Infrastructure | 6 | Prehospital emergency | 1 | General | GB_stGeneral | 1 | 634 | Hamper | GB_stHamper | 14.51 | 3 | 226
20 | Infrastructure | 6 | Prehospital emergency | 1 | General | GB_stGeneral | 1 | 635 | Heater, infant, mobile | GB_stHeaterInfantMobile | 1500 | 4 | 231
20 | Infrastructure | 6 | Prehospital emergency | 1 | General | GB_stGeneral | 1 | 636 | Heating/cooling pad control unit | GB_stHeatingCoolingPadControlUnit | 9000 | 2 | 232
20 | Infrastructure | 6 | Prehospital emergency | 1 | General | GB_stGeneral | 1 | 637 | Humidifier, heated | GB_stHumidifierHeated | 1570.61 | 2 | 234
20 | Infrastructure | 6 | Prehospital emergency | 1 | General | GB_stGeneral | 1 | 638 | Hysteroscope, flexible, video | GB_stHysteroscopeFlexibleVideo | 25711.86 | 1 | 236
20 | Infrastructure | 6 | Prehospital emergency | 1 | General | GB_stGeneral | 1 | 639 | Incubator, infant, stationary | GB_stIncubatorInfantStationary | 18737.59 | 2 | 238
20 | Infrastructure | 6 | Prehospital emergency | 1 | General | GB_stGeneral | 1 | 640 | Incubator, infant, transportable | GB_stIncubatorInfantTransportable | 17025.27 | 2 | 239
20 | Infrastructure | 6 | Prehospital emergency | 1 | General | GB_stGeneral | 1 | 641 | Incubator, laboratory, aerobic | GB_stIncubatorLabAerobic | 1500 | 1 | 240
20 | Infrastructure | 6 | Prehospital emergency | 1 | General | GB_stGeneral | 1 | 642 | Incubator, laboratory, anaerobic | GB_stIncubatorLabAnaerobic | 2000 | 1 | 241
20 | Infrastructure | 6 | Prehospital emergency | 1 | General | GB_stGeneral | 1 | 643 | Information system, radiology | GB_stInformationSystemRadiology | 50000 | 1 | 243
20 | Infrastructure | 6 | Prehospital emergency | 1 | General | GB_stGeneral | 1 | 644 | Infusion pump, multichannel | GB_stInfusionPumpMultichannel | 2284.86 | 15 | 245
20 | Infrastructure | 6 | Prehospital emergency | 1 | General | GB_stGeneral | 1 | 645 | Infusion pump, syringe | GB_stInfusionPumpSyringe | 4000 | 4 | 246
20 | Infrastructure | 6 | Prehospital emergency | 1 | General | GB_stGeneral | 1 | 646 | Joint movement tester | GB_stJointMovementTester | 0 | 1 | 251
20 | Infrastructure | 6 | Prehospital emergency | 1 | General | GB_stGeneral | 1 | 647 | Keratome, line-powered | GB_stKeratomeLinePowered | 20000 | 1 | 252
20 | Infrastructure | 6 | Prehospital emergency | 1 | General | GB_stGeneral | 1 | 648 | Kick bucket | GB_stKickBucket | 44.97 | 29 | 253
20 | Infrastructure | 6 | Prehospital emergency | 1 | General | GB_stGeneral | 1 | 649 | Labelling machine | GB_stLabellingMachine | 0 | 1 | 254
20 | Infrastructure | 6 | Prehospital emergency | 1 | General | GB_stGeneral | 1 | 650 | Laminar airflow unit, stationary, pharmaceutical | GB_stLaminarAirflowUnitStationaryPharmaceutical | 6878.11 | 1 | 262
20 | Infrastructure | 6 | Prehospital emergency | 1 | General | GB_stGeneral | 1 | 651 | Laminar, airflow unit, mobile | GB_stLaminarAirflowUnitMobile | 6310.44 | 5 | 263
20 | Infrastructure | 6 | Prehospital emergency | 1 | General | GB_stGeneral | 1 | 652 | Laryngoscope, intubation | GB_stLaryngoscopeIntubation | 843.43 | 1 | 264
20 | Infrastructure | 6 | Prehospital emergency | 1 | General | GB_stGeneral | 1 | 653 | Laser, argon | GB_stLaserArgon | 20000 | 1 | 265
20 | Infrastructure | 6 | Prehospital emergency | 1 | General | GB_stGeneral | 1 | 654 | Laser, Nd:YAG | GB_stLaserNdYag | 89000 | 1 | 267
20 | Infrastructure | 6 | Prehospital emergency | 1 | General | GB_stGeneral | 1 | 655 | Lavage unit, ENT | GB_stLavageUnitEnt | 1426.11 | 1 | 268
20 | Infrastructure | 6 | Prehospital emergency | 1 | General | GB_stGeneral | 1 | 656 | Lens set, trial | GB_stLensSetTrial | 1234.05 | 1 | 269
20 | Infrastructure | 6 | Prehospital emergency | 1 | General | GB_stGeneral | 1 | 657 | Lift, patient transfer, mobile | GB_stLiftPatientTransferMobile | 0 | 1 | 270
20 | Infrastructure | 6 | Prehospital emergency | 1 | General | GB_stGeneral | 1 | 658 | Light source, endoscope, line-powered | GB_stLightSourceEndoscopeLinePowered | 300.92 | 1 | 271
20 | Infrastructure | 6 | Prehospital emergency | 1 | General | GB_stGeneral | 1 | 659 | Light system, surgical | GB_stLightSystemSurgical | 8876.09 | 15 | 272
20 | Infrastructure | 6 | Prehospital emergency | 1 | General | GB_stGeneral | 1 | 660 | Light therapy unit, infrared | GB_stLightTherapyUnitInfrared | 0 | 1 | 273
20 | Infrastructure | 6 | Prehospital emergency | 1 | General | GB_stGeneral | 1 | 661 | Light therapy unit, photo | GB_stLightTherapyUnitPhoto | 3232.97 | 4 | 274
20 | Infrastructure | 6 | Prehospital emergency | 1 | General | GB_stGeneral | 1 | 662 | Light, examination, hand-held, battery-powered | GB_stLightExaminationHandHeldBatteryPowered | 0 | 18 | 276
20 | Infrastructure | 6 | Prehospital emergency | 1 | General | GB_stGeneral | 1 | 663 | Light, examination, mobile | GB_stLightExaminationMobile | 533.18 | 57 | 277
20 | Infrastructure | 6 | Prehospital emergency | 1 | General | GB_stGeneral | 1 | 664 | Light, head-worn | GB_stLightHeadWorn | 298.29 | 11 | 278
20 | Infrastructure | 6 | Prehospital emergency | 1 | General | GB_stGeneral | 1 | 665 | Loupe, binocular | GB_stLoupeBinocular | 0 | 1 | 283
20 | Infrastructure | 6 | Prehospital emergency | 1 | General | GB_stGeneral | 1 | 666 | Mask, resuscitation | GB_stMaskResuscitation | 0 | 3 | 287
20 | Infrastructure | 6 | Prehospital emergency | 1 | General | GB_stGeneral | 1 | 667 | Massager, physical therapy | GB_stMassagerPhysicalTherapy | 500 | 1 | 288
20 | Infrastructure | 6 | Prehospital emergency | 1 | General | GB_stGeneral | 1 | 668 | Mattress, bed, general-purpose | GB_stMattressBedGeneralPurpose | 1026.13 | 16 | 289
20 | Infrastructure | 6 | Prehospital emergency | 1 | General | GB_stGeneral | 1 | 669 | Mattress, bed, water | GB_stMattressBedWater | 0 | 4 | 290
20 | Infrastructure | 6 | Prehospital emergency | 1 | General | GB_stGeneral | 1 | 670 | Microscope, light | GB_stMicroscopeLight | 4134.05 | 8 | 298
20 | Infrastructure | 6 | Prehospital emergency | 1 | General | GB_stGeneral | 1 | 671 | Microscope, phase contrast | GB_stMicroscopePhaseContrast | 4400 | 1 | 299
20 | Infrastructure | 6 | Prehospital emergency | 1 | General | GB_stGeneral | 1 | 672 | Microscope, surgical, general-purpose | GB_stMicroscopeSurgicalGeneralPurpose | 4000 | 1 | 300
20 | Infrastructure | 6 | Prehospital emergency | 1 | General | GB_stGeneral | 1 | 673 | Microscope, surgical, ophthalmic | GB_stMicroscopeSurgicalOphthalmic | 4000 | 1 | 302
20 | Infrastructure | 6 | Prehospital emergency | 1 | General | GB_stGeneral | 1 | 674 | Mirror, posture | GB_stMirrorPosture | 204.78 | 1 | 304
20 | Infrastructure | 6 | Prehospital emergency | 1 | General | GB_stGeneral | 1 | 675 | Mixer, breathing gas | GB_stMixerBreathingGas | 1570.61 | 2 | 305
20 | Infrastructure | 6 | Prehospital emergency | 1 | General | GB_stGeneral | 1 | 676 | Mixer, dental, amalgam | GB_stMixerDentalAmalgam | 160 | 1 | 306
20 | Infrastructure | 6 | Prehospital emergency | 1 | General | GB_stGeneral | 1 | 677 | Monitor, VDU, colour | GB_stMonitorVduColour | 0 | 1 | 307
20 | Infrastructure | 6 | Prehospital emergency | 1 | General | GB_stGeneral | 1 | 678 | Mount, monitor/television set | GB_stMountMonitorTelevisionSet | 0 | 2 | 308
20 | Infrastructure | 6 | Prehospital emergency | 1 | General | GB_stGeneral | 1 | 679 | Nasopharyngoscope, flexible, fibreoptic | GB_stNasopharyngoscopeFlexibleFibreoptic | 1340282.18 | 1 | 312
20 | Infrastructure | 6 | Prehospital emergency | 1 | General | GB_stGeneral | 1 | 680 | Nebulizer, heated | GB_stNebulizerHeated | 875.07 | 2 | 313
20 | Infrastructure | 6 | Prehospital emergency | 1 | General | GB_stGeneral | 1 | 681 | Nebulizer, non-heated | GB_stNebulizerNonHeated | 3111.37 | 1 | 314
20 | Infrastructure | 6 | Prehospital emergency | 1 | General | GB_stGeneral | 1 | 682 | Nephroscope, flexible, video | GB_stNephroscopeFlexibleVideo | 3111.37 | 1 | 315
20 | Infrastructure | 6 | Prehospital emergency | 1 | General | GB_stGeneral | 1 | 683 | Operator console, x-ray system, diagnostic | GB_stOperatorConsoleXRaySystemDiag | 0 | 3 | 318
20 | Infrastructure | 6 | Prehospital emergency | 1 | General | GB_stGeneral | 1 | 684 | Ophthalmic examination/treatment table/stand, manually-operated | GB_stOphthalmicExaminationTreatTableStandManuallyOperated | 42703.76 | 1 | 319
20 | Infrastructure | 6 | Prehospital emergency | 1 | General | GB_stGeneral | 1 | 685 | Ophthalmoscope, direct | GB_stOphthalmoscopeDirect | 1500 | 22 | 320
20 | Infrastructure | 6 | Prehospital emergency | 1 | General | GB_stGeneral | 1 | 686 | Otoscope, direct | GB_stOtoscopeDirect | 300 | 19 | 331
20 | Infrastructure | 6 | Prehospital emergency | 1 | General | GB_stGeneral | 1 | 687 | Oximeter, pulse | GB_stOximeterPulse | 613.35 | 1 | 332
20 | Infrastructure | 6 | Prehospital emergency | 1 | General | GB_stGeneral | 1 | 688 | Pacemaker, cardiac, external, invasive | GB_stPacemakerCardiacExternalInvasive | 1840 | 2 | 334
20 | Infrastructure | 6 | Prehospital emergency | 1 | General | GB_stGeneral | 1 | 689 | Pachometer | GB_stPachometer | 8324.22 | 1 | 335
20 | Infrastructure | 6 | Prehospital emergency | 1 | General | GB_stGeneral | 1 | 690 | Patient chamber, hyperbaric | GB_stPatientChamberHyperbaric | 15000 | 1 | 337
20 | Infrastructure | 6 | Prehospital emergency | 1 | General | GB_stGeneral | 1 | 691 | Patient data recorder, long-term, electrocardiographic | GB_stPatientDataRecorderLongTermElectrocardiographic | 1000 | 1 | 338
20 | Infrastructure | 6 | Prehospital emergency | 1 | General | GB_stGeneral | 1 | 692 | Patient data recorder, pneumotachographic | GB_stPatientDataRecorderPneumotachographic | 1250 | 2 | 339
20 | Infrastructure | 6 | Prehospital emergency | 1 | General | GB_stGeneral | 1 | 693 | Patient monitor, central | GB_stPatientMonitorCentral | 240181.64 | 6 | 340
20 | Infrastructure | 6 | Prehospital emergency | 1 | General | GB_stGeneral | 1 | 694 | Patient monitor, electrocardiographic | GB_stPatientMonitorElectrocardiographic | 8206.3 | 27 | 341
20 | Infrastructure | 6 | Prehospital emergency | 1 | General | GB_stGeneral | 1 | 695 | Patient monitoring system module, blood pressure, invasive | GB_stPatientMonitSystemModuleBloodPressureInvasive | 16217.93 | 10 | 343
20 | Infrastructure | 6 | Prehospital emergency | 1 | General | GB_stGeneral | 1 | 696 | Patient monitoring system module, blood pressure, noninvasive | GB_stPatientMonitSystemModuleBloodPressureNoninvasive | 16217.93 | 11 | 344
20 | Infrastructure | 6 | Prehospital emergency | 1 | General | GB_stGeneral | 1 | 697 | Patient monitoring system module, cardiac output | GB_stPatientMonitSystemModuleCardiacOutput | 3000 | 2 | 345
20 | Infrastructure | 6 | Prehospital emergency | 1 | General | GB_stGeneral | 1 | 698 | Patient monitoring system module, electrocardiographic/respiratory | GB_stPatientMonitSystemModuleElectrocardiographicRespiratory | 3000 | 10 | 346
20 | Infrastructure | 6 | Prehospital emergency | 1 | General | GB_stGeneral | 1 | 699 | Patient monitoring system module, pulse oximetry | GB_stPatientMonitSystemModulePulseOximetry | 3000 | 16 | 347
20 | Infrastructure | 6 | Prehospital emergency | 1 | General | GB_stGeneral | 1 | 700 | Patient monitoring system module, temperature | GB_stPatientMonitSystemModuleTemp | 3000 | 10 | 348
20 | Infrastructure | 6 | Prehospital emergency | 1 | General | GB_stGeneral | 1 | 701 | Patient monitoring system, cardiotocograph | GB_stPatientMonitSystemCardiotocograph | 7644.78 | 2 | 349
20 | Infrastructure | 6 | Prehospital emergency | 1 | General | GB_stGeneral | 1 | 702 | Patient monitoring system, neonatal | GB_stPatientMonitSystemNeonatal | 2119.27 | 4 | 351
20 | Infrastructure | 6 | Prehospital emergency | 1 | General | GB_stGeneral | 1 | 703 | Patient monitoring system, transportable | GB_stPatientMonitSystemTransportable | 9351.2 | 6 | 352
20 | Infrastructure | 6 | Prehospital emergency | 1 | General | GB_stGeneral | 1 | 704 | Patient-height measurer | GB_stPatientHeightMeasurer | 562.44 | 22 | 354
20 | Infrastructure | 6 | Prehospital emergency | 1 | General | GB_stGeneral | 1 | 705 | Phacoemulsification system generator | GB_stPhacoemulsificationSystemGenerator | 5000 | 1 | 358
20 | Infrastructure | 6 | Prehospital emergency | 1 | General | GB_stGeneral | 1 | 706 | Phantom, diagnostic imaging, x-ray, CT, test object | GB_stPhantomDiagImagingXRayCtTestObject | 750 | 1 | 359
20 | Infrastructure | 6 | Prehospital emergency | 1 | General | GB_stGeneral | 1 | 707 | Phantom, radionuclide, brachytherapy, test object | GB_stPhantomRadionuclideBrachytherapyTestObject | 0 | 1 | 360
20 | Infrastructure | 6 | Prehospital emergency | 1 | General | GB_stGeneral | 1 | 708 | Phantom, therapeutic radiation, multi-modality, test object | GB_stPhantomTherapeuticRadiationMultiModalityTestObject | 500 | 1 | 361
20 | Infrastructure | 6 | Prehospital emergency | 1 | General | GB_stGeneral | 1 | 709 | Picture archiving and communication system, endoscopy | GB_stPictureArcHIVingCommSystemEndoscopy | 8500 | 1 | 362
20 | Infrastructure | 6 | Prehospital emergency | 1 | General | GB_stGeneral | 1 | 710 | Picture archiving and communication system, radiology | GB_stPictureArcHIVingCommSystemRadiology | 500000 | 1 | 363
20 | Infrastructure | 6 | Prehospital emergency | 1 | General | GB_stGeneral | 1 | 711 | Plasma thawing unit | GB_stPlasmaThawingUnit | 750 | 1 | 370
20 | Infrastructure | 6 | Prehospital emergency | 1 | General | GB_stGeneral | 1 | 712 | Printer, video | GB_stPrinterVideo | 176.78 | 1 | 374
20 | Infrastructure | 6 | Prehospital emergency | 1 | General | GB_stGeneral | 1 | 713 | Proctoscope | GB_stProctoscope | 51541.53 | 1 | 375
20 | Infrastructure | 6 | Prehospital emergency | 1 | General | GB_stGeneral | 1 | 714 | Pump, general-purpose | GB_stPumpGeneralPurpose | 1500 | 1 | 378
20 | Infrastructure | 6 | Prehospital emergency | 1 | General | GB_stGeneral | 1 | 715 | Rack, apron, radiation protection | GB_stRackApronRadiationProtection | 673.64 | 6 | 379
20 | Infrastructure | 6 | Prehospital emergency | 1 | General | GB_stGeneral | 1 | 716 | Rack, bedpan | GB_stRackBedpan | 623.66 | 10 | 380
20 | Infrastructure | 6 | Prehospital emergency | 1 | General | GB_stGeneral | 1 | 717 | Rack, patient record | GB_stRackPatientRecord | 289.65 | 8 | 381
20 | Infrastructure | 6 | Prehospital emergency | 1 | General | GB_stGeneral | 1 | 718 | Rack, test tube | GB_stRackTestTube | 6.67 | 1 | 382
20 | Infrastructure | 6 | Prehospital emergency | 1 | General | GB_stGeneral | 1 | 719 | Radiation survey meter, Geiger-Muller counter | GB_stRadiationSurveyMeterGeigerMullerCounter | 500 | 1 | 387
20 | Infrastructure | 6 | Prehospital emergency | 1 | General | GB_stGeneral | 1 | 720 | Radiation survey meter, ionization chamber | GB_stRadiationSurveyMeterIonizationChamber | 700 | 1 | 388
20 | Infrastructure | 6 | Prehospital emergency | 1 | General | GB_stGeneral | 1 | 721 | Radiographic film processor, automatic, darkroom | GB_stRadiographicFilmProcessorAutomaticDarkroom | 3500 | 1 | 389
20 | Infrastructure | 6 | Prehospital emergency | 1 | General | GB_stGeneral | 1 | 722 | Radionuclide system, diagnostic, bone absorptiometer | GB_stRadionuclideSystemDiagBoneAbsorptiometer | 271584.3 | 1 | 392
20 | Infrastructure | 6 | Prehospital emergency | 1 | General | GB_stGeneral | 1 | 723 | Rail, side-support, bed | GB_stRailSideSuppBed | 0 | 5 | 394
20 | Infrastructure | 6 | Prehospital emergency | 1 | General | GB_stGeneral | 1 | 724 | Recorder, compact disk | GB_stRecorderCompactDisk | 166 | 1 | 395
20 | Infrastructure | 6 | Prehospital emergency | 1 | General | GB_stGeneral | 1 | 725 | Refractometer, <specify> | GB_stRefractometerSpecify | 700 | 1 | 398
20 | Infrastructure | 6 | Prehospital emergency | 1 | General | GB_stGeneral | 1 | 726 | Refractor, ophthalmic | GB_stRefractorOphthalmic | 850 | 1 | 399
20 | Infrastructure | 6 | Prehospital emergency | 1 | General | GB_stGeneral | 1 | 727 | Refrigerator, blood | GB_stRefrigeratorBlood | 10482.48 | 3 | 403
20 | Infrastructure | 6 | Prehospital emergency | 1 | General | GB_stGeneral | 1 | 728 | Refrigerator, laboratory | GB_stRefrigeratorLab | 7522.92 | 12 | 404
20 | Infrastructure | 6 | Prehospital emergency | 1 | General | GB_stGeneral | 1 | 729 | Refrigerator, morgue | GB_stRefrigeratorMorgue | 0 | 1 | 405
20 | Infrastructure | 6 | Prehospital emergency | 1 | General | GB_stGeneral | 1 | 730 | Refrigerator, pharmacy | GB_stRefrigeratorPharmacy | 7522.92 | 16 | 406
20 | Infrastructure | 6 | Prehospital emergency | 1 | General | GB_stGeneral | 1 | 731 | Resuscitator, pulmonary, manually-operated, reusable | GB_stResuscitatorPulmManuallyOperatedReusable | 211.1 | 6 | 407
20 | Infrastructure | 6 | Prehospital emergency | 1 | General | GB_stGeneral | 1 | 732 | Retinoscope | GB_stRetinoscope | 952.95 | 1 | 408
20 | Infrastructure | 6 | Prehospital emergency | 1 | General | GB_stGeneral | 1 | 733 | Retractor, eye | GB_stRetractorEye | 0 | 1 | 409
20 | Infrastructure | 6 | Prehospital emergency | 1 | General | GB_stGeneral | 1 | 734 | Rhino-laryngoscope, rigid | GB_stRhinoLaryngoscopeRigid | 36350.04 | 1 | 410
20 | Infrastructure | 6 | Prehospital emergency | 1 | General | GB_stGeneral | 1 | 735 | Saw, autopsy, manually-operated | GB_stSawAutopsyManuallyOperated | 9315.34 | 1 | 415
20 | Infrastructure | 6 | Prehospital emergency | 1 | General | GB_stGeneral | 1 | 736 | Saw, pneumatically powered | GB_stSawPneumaticallyPowered | 9315.34 | 1 | 416
20 | Infrastructure | 6 | Prehospital emergency | 1 | General | GB_stGeneral | 1 | 737 | Saw, surgical, gas-powered | GB_stSawSurgicalGasPowered | 9315.34 | 1 | 417
20 | Infrastructure | 6 | Prehospital emergency | 1 | General | GB_stGeneral | 1 | 738 | Saw, surgical, manually-operated, rigid | GB_stSawSurgicalManuallyOperatedRigid | 9315.34 | 1 | 418
20 | Infrastructure | 6 | Prehospital emergency | 1 | General | GB_stGeneral | 1 | 739 | Scale, autopsy | GB_stScaleAutopsy | 232.35 | 1 | 419
20 | Infrastructure | 6 | Prehospital emergency | 1 | General | GB_stGeneral | 1 | 740 | Scale, patient, bed | GB_stScalePatientBed | 20069.59 | 9 | 420
20 | Infrastructure | 6 | Prehospital emergency | 1 | General | GB_stGeneral | 1 | 741 | Scale, patient, chair | GB_stScalePatientChair | 562.44 | 3 | 421
20 | Infrastructure | 6 | Prehospital emergency | 1 | General | GB_stGeneral | 1 | 742 | Scale, patient, floor | GB_stScalePatientFloor | 733.8 | 28 | 422
20 | Infrastructure | 6 | Prehospital emergency | 1 | General | GB_stGeneral | 1 | 743 | Scale, patient, infant | GB_stScalePatientInfant | 270.98 | 8 | 423
20 | Infrastructure | 6 | Prehospital emergency | 1 | General | GB_stGeneral | 1 | 744 | Scale, precision, electronic | GB_stScalePrecisionElectronic | 232.35 | 6 | 424
20 | Infrastructure | 6 | Prehospital emergency | 1 | General | GB_stGeneral | 1 | 745 | Screen, anaesthesia | GB_stScreenAnaesthesia | 137321.39 | 4 | 426
20 | Infrastructure | 6 | Prehospital emergency | 1 | General | GB_stGeneral | 1 | 746 | Screen, bedside | GB_stScreenBedside | 195.95 | 43 | 427
20 | Infrastructure | 6 | Prehospital emergency | 1 | General | GB_stGeneral | 1 | 747 | Sealing unit, packaging | GB_stSealingUnitPackaging | 800 | 5 | 429
20 | Infrastructure | 6 | Prehospital emergency | 1 | General | GB_stGeneral | 1 | 748 | Shaker, laboratory | GB_stShakerLab | 3293.56 | 7 | 432
20 | Infrastructure | 6 | Prehospital emergency | 1 | General | GB_stGeneral | 1 | 749 | Shield, radiation, apron | GB_stShieldRadiationApron | 251.01 | 6 | 436
20 | Infrastructure | 6 | Prehospital emergency | 1 | General | GB_stGeneral | 1 | 750 | Shield, radiation, collar | GB_stShieldRadiationCollar | 50.59 | 6 | 437
20 | Infrastructure | 6 | Prehospital emergency | 1 | General | GB_stGeneral | 1 | 751 | Shield, radiation, eye, spectacles | GB_stShieldRadiationEyeSpectacles | 0 | 6 | 439
20 | Infrastructure | 6 | Prehospital emergency | 1 | General | GB_stGeneral | 1 | 752 | Shield, radiation, gonadal | GB_stShieldRadiationGonadal | 115.85 | 6 | 440
20 | Infrastructure | 6 | Prehospital emergency | 1 | General | GB_stGeneral | 1 | 753 | Shield, radiation, hand, glove | GB_stShieldRadiationHandGlove | 345.37 | 6 | 441
20 | Infrastructure | 6 | Prehospital emergency | 1 | General | GB_stGeneral | 1 | 754 | Sigmoidoscope, rigid | GB_stSigmoidoscopeRigid | 51541.53 | 1 | 443
20 | Infrastructure | 6 | Prehospital emergency | 1 | General | GB_stGeneral | 1 | 755 | Simulator, radiation therapy | GB_stSimulatorRadiationTherapy | 1036914.29 | 1 | 444
20 | Infrastructure | 6 | Prehospital emergency | 1 | General | GB_stGeneral | 1 | 756 | Slide stainer | GB_stSlideStainer | 54.32 | 2 | 446
20 | Infrastructure | 6 | Prehospital emergency | 1 | General | GB_stGeneral | 1 | 757 | Sphygmomanometer, aneroid | GB_stSphygmomanometerAneroid | 147.35 | 71 | 448
20 | Infrastructure | 6 | Prehospital emergency | 1 | General | GB_stGeneral | 1 | 758 | Spirometer, diagnostic | GB_stSpirometerDiag | 800 | 2 | 449
20 | Infrastructure | 6 | Prehospital emergency | 1 | General | GB_stGeneral | 1 | 759 | Stereotactic biopsy system, mammography | GB_stStereotacticBiopsySystemMammography | 14000 | 1 | 459
20 | Infrastructure | 6 | Prehospital emergency | 1 | General | GB_stGeneral | 1 | 760 | Sterilizer, gas, formaldehyde | GB_stSterilizerGasFormaldehyde | 0 | 2 | 463
20 | Infrastructure | 6 | Prehospital emergency | 1 | General | GB_stGeneral | 1 | 761 | Sterilizer, gas, plasma | GB_stSterilizerGasPlasma | 178681.29 | 1 | 464
20 | Infrastructure | 6 | Prehospital emergency | 1 | General | GB_stGeneral | 1 | 762 | Sterilizer, moist heat, unwrapped device | GB_stSterilizerMoistHeatUnwrappedDevice | 49743.63 | 8 | 465
20 | Infrastructure | 6 | Prehospital emergency | 1 | General | GB_stGeneral | 1 | 763 | Stethoscope, foetal | GB_stStethoscopeFoetal | 64.12 | 5 | 466
20 | Infrastructure | 6 | Prehospital emergency | 1 | General | GB_stGeneral | 1 | 764 | Stethoscope, mechanical | GB_stStethoscopeMechanical | 64.08 | 72 | 467
20 | Infrastructure | 6 | Prehospital emergency | 1 | General | GB_stGeneral | 1 | 765 | Stimulator, electrical, analgesic, brain | GB_stStimulatorElectricalAnalgesicBrain | 15000 | 1 | 468
20 | Infrastructure | 6 | Prehospital emergency | 1 | General | GB_stGeneral | 1 | 766 | Stimulator, electrical, analgesic, peripheral nerve, transcutaneous | GB_stStimulatorElectricalAnalgesicPeripheralNerveTranscutaneous | 2588.36 | 1 | 469
20 | Infrastructure | 6 | Prehospital emergency | 1 | General | GB_stGeneral | 1 | 767 | Stool, general-purpose | GB_stStoolGeneralPurpose | 23.1 | 61 | 470
20 | Infrastructure | 6 | Prehospital emergency | 1 | General | GB_stGeneral | 1 | 768 | Stress exercise monitoring system, cardiac | GB_stStressExerciseMonitSystemCardiac | 35629.07 | 1 | 477
20 | Infrastructure | 6 | Prehospital emergency | 1 | General | GB_stGeneral | 1 | 769 | Stretcher, general-purpose | GB_stStretcherGeneralPurpose | 2460.53 | 9 | 478
20 | Infrastructure | 6 | Prehospital emergency | 1 | General | GB_stGeneral | 1 | 770 | Stretcher, hospital | GB_stStretcherHospital | 2460.53 | 14 | 479
20 | Infrastructure | 6 | Prehospital emergency | 1 | General | GB_stGeneral | 1 | 771 | Stretcher, orthopaedic | GB_stStretcherOrthopaedic | 2460.53 | 1 | 480
20 | Infrastructure | 6 | Prehospital emergency | 1 | General | GB_stGeneral | 1 | 772 | Stretcher, radiographic | GB_stStretcherRadiographic | 8499.35 | 2 | 481
20 | Infrastructure | 6 | Prehospital emergency | 1 | General | GB_stGeneral | 1 | 773 | Suction system, general-purpose, electrically-powered | GB_stSuctionSystemGeneralPurposeElectricallyPowered | 3886.16 | 31 | 484
20 | Infrastructure | 6 | Prehospital emergency | 1 | General | GB_stGeneral | 1 | 774 | Suction system, low pressure | GB_stSuctionSystemLowPressure | 3886.16 | 12 | 485
20 | Infrastructure | 6 | Prehospital emergency | 1 | General | GB_stGeneral | 1 | 775 | Table, birthing | GB_stTableBirthing | 45133.75 | 3 | 487
20 | Infrastructure | 6 | Prehospital emergency | 1 | General | GB_stGeneral | 1 | 776 | Table, examination/treatment, general-purpose | GB_stTableExaminationTreatGeneralPurpose | 2024.99 | 16 | 488
20 | Infrastructure | 6 | Prehospital emergency | 1 | General | GB_stGeneral | 1 | 777 | Table, examination/treatment, gynaecological | GB_stTableExaminationTreatGynaecological | 781.84 | 7 | 489
20 | Infrastructure | 6 | Prehospital emergency | 1 | General | GB_stGeneral | 1 | 778 | Table, instrument | GB_stTableInstrument | 133.16 | 68 | 490
20 | Infrastructure | 6 | Prehospital emergency | 1 | General | GB_stGeneral | 1 | 779 | Table, operating-room, electrical | GB_stTableOperatingRoomElectrical | 35139.83 | 4 | 493
20 | Infrastructure | 6 | Prehospital emergency | 1 | General | GB_stGeneral | 1 | 780 | Table, operation, orthopaedic | GB_stTableOperationOrthopaedic | 0 | 2 | 495
20 | Infrastructure | 6 | Prehospital emergency | 1 | General | GB_stGeneral | 1 | 781 | Table, over-bed | GB_stTableOverBed | 612.69 | 8 | 496
20 | Infrastructure | 6 | Prehospital emergency | 1 | General | GB_stGeneral | 1 | 782 | Table, proctological | GB_stTableProctological | 996 | 1 | 498
20 | Infrastructure | 6 | Prehospital emergency | 1 | General | GB_stGeneral | 1 | 783 | Table, urological | GB_stTableUrological | 781.84 | 1 | 500
20 | Infrastructure | 6 | Prehospital emergency | 1 | General | GB_stGeneral | 1 | 784 | Table, x-ray system, diagnostic, fluoroscopy, powered | GB_stTableXRaySystemDiagFluoroscopyPowered | 2024.99 | 1 | 501
20 | Infrastructure | 6 | Prehospital emergency | 1 | General | GB_stGeneral | 1 | 785 | Telemetry system receiver, electrocardiograph | GB_stTelemetrySystemReceiverElectrocardiograph | 119497.09 | 1 | 508
20 | Infrastructure | 6 | Prehospital emergency | 1 | General | GB_stGeneral | 1 | 786 | Telemetry system transmitter, electrocardiograph | GB_stTelemetrySystemTransmitterElectrocardiograph | 119497.09 | 2 | 509
20 | Infrastructure | 6 | Prehospital emergency | 1 | General | GB_stGeneral | 1 | 787 | Television set | GB_stTelevisionSet | 28.97 | 2 | 510
20 | Infrastructure | 6 | Prehospital emergency | 1 | General | GB_stGeneral | 1 | 788 | Tent, oxygen | GB_stTentOxygen | 116.2 | 2 | 511
20 | Infrastructure | 6 | Prehospital emergency | 1 | General | GB_stGeneral | 1 | 789 | Thermometer holder | GB_stThermometerHolder | 9.13 | 9 | 516
20 | Infrastructure | 6 | Prehospital emergency | 1 | General | GB_stGeneral | 1 | 790 | Thermometer, electronic | GB_stThermometerElectronic | 389.03 | 26 | 517
20 | Infrastructure | 6 | Prehospital emergency | 1 | General | GB_stGeneral | 1 | 791 | Thermometer, infrared, ear | GB_stThermometerInfraredEar | 550 | 1 | 518
20 | Infrastructure | 6 | Prehospital emergency | 1 | General | GB_stGeneral | 1 | 792 | Thermometer, laboratory | GB_stThermometerLab | 58.76 | 4 | 519
20 | Infrastructure | 6 | Prehospital emergency | 1 | General | GB_stGeneral | 1 | 793 | Timer, electronic | GB_stTimerElectronic | 43.91 | 3 | 528
20 | Infrastructure | 6 | Prehospital emergency | 1 | General | GB_stGeneral | 1 | 794 | Tissue processor | GB_stTissueProcessor | 32784.2 | 1 | 532
20 | Infrastructure | 6 | Prehospital emergency | 1 | General | GB_stGeneral | 1 | 795 | Tonometer, ophthalmic | GB_stTonometerOphthalmic | 4907.56 | 1 | 535
20 | Infrastructure | 6 | Prehospital emergency | 1 | General | GB_stGeneral | 1 | 796 | Tourniquet, pneumatic | GB_stTourniquetPneumatic | 2000 | 1 | 536
20 | Infrastructure | 6 | Prehospital emergency | 1 | General | GB_stGeneral | 1 | 797 | Training aid, physical, standing frame | GB_stTrainAidPhysicalStandingFrame | 0 | 1 | 537
20 | Infrastructure | 6 | Prehospital emergency | 1 | General | GB_stGeneral | 1 | 798 | Transducer assembly, ultrasound, diagnostic, extracorporeal, mounted | GB_stTransducerAssemblyUltrasoundDiagExtracorporealMounted | 0 | 1 | 538
20 | Infrastructure | 6 | Prehospital emergency | 1 | General | GB_stGeneral | 1 | 799 | Trolley, resuscitation | GB_stTrolleyResuscitation | 17856.31 | 23 | 543
20 | Infrastructure | 6 | Prehospital emergency | 1 | General | GB_stGeneral | 1 | 800 | Trolley, general-purpose | GB_stTrolleyGeneralPurpose | 323.72 | 22 | 544
20 | Infrastructure | 6 | Prehospital emergency | 1 | General | GB_stGeneral | 1 | 801 | Trolley, instrument | GB_stTrolleyInstrument | 142.16 | 11 | 545
20 | Infrastructure | 6 | Prehospital emergency | 1 | General | GB_stGeneral | 1 | 802 | Trolley, isolation | GB_stTrolleyIsolation | 214.8 | 1 | 546
20 | Infrastructure | 6 | Prehospital emergency | 1 | General | GB_stGeneral | 1 | 803 | Trolley, linen/laundry | GB_stTrolleyLinenLaundry | 52.79 | 16 | 547
20 | Infrastructure | 6 | Prehospital emergency | 1 | General | GB_stGeneral | 1 | 804 | Trolley, medication | GB_stTrolleyMedication | 214.8 | 8 | 548
20 | Infrastructure | 6 | Prehospital emergency | 1 | General | GB_stGeneral | 1 | 805 | Trolley, mortuary | GB_stTrolleyMortuary | 1447.21 | 2 | 549
20 | Infrastructure | 6 | Prehospital emergency | 1 | General | GB_stGeneral | 1 | 806 | Ultrasound system, imaging, cardiovascular | GB_stUltrasoundSystemImagingCardiovascular | 311468.47 | 1 | 551
20 | Infrastructure | 6 | Prehospital emergency | 1 | General | GB_stGeneral | 1 | 807 | Ultrasound system, imaging, general-purpose | GB_stUltrasoundSystemImagingGeneralPurpose | 54316.86 | 3 | 552
20 | Infrastructure | 6 | Prehospital emergency | 1 | General | GB_stGeneral | 1 | 808 | Ultrasound system, imaging, obstetric/gynaecological | GB_stUltrasoundSystemImagingObstetricGynaecological | 10000 | 3 | 553
20 | Infrastructure | 6 | Prehospital emergency | 1 | General | GB_stGeneral | 1 | 809 | Ultrasound system, imaging, ophthalmic | GB_stUltrasoundSystemImagingOphthalmic | 4000 | 1 | 554
20 | Infrastructure | 6 | Prehospital emergency | 1 | General | GB_stGeneral | 1 | 810 | Ultrasound system, non-imaging, Doppler blood-flow measurement | GB_stUltrasoundSystemNonImagingDopplerBloodFlowMeasurement | 751.83 | 1 | 555
20 | Infrastructure | 6 | Prehospital emergency | 1 | General | GB_stGeneral | 1 | 811 | Utility supply system, dental treatment | GB_stUtilitySupplySystemDentalTreat | 2172.67 | 1 | 558
20 | Infrastructure | 6 | Prehospital emergency | 1 | General | GB_stGeneral | 1 | 812 | Ventilator, adult | GB_stVentilatorAdult | 37167.35 | 5 | 560
20 | Infrastructure | 6 | Prehospital emergency | 1 | General | GB_stGeneral | 1 | 813 | Ventilator, neonatal/paediatric | GB_stVentilatorNeonatalPaediatric | 37167.35 | 6 | 562
20 | Infrastructure | 6 | Prehospital emergency | 1 | General | GB_stGeneral | 1 | 814 | Ventilator, transportable | GB_stVentilatorTransportable | 38609.93 | 1 | 563
20 | Infrastructure | 6 | Prehospital emergency | 1 | General | GB_stGeneral | 1 | 815 | View box, diagnostic imaging, non-motorized | GB_stViewBoxDiagImagingNonMotorized | 63.59 | 1 | 564
20 | Infrastructure | 6 | Prehospital emergency | 1 | General | GB_stGeneral | 1 | 816 | View box, x-ray | GB_stViewBoxXRay | 63.59 | 27 | 565
20 | Infrastructure | 6 | Prehospital emergency | 1 | General | GB_stGeneral | 1 | 817 | Washer, decontamination, utensil | GB_stWasherDecontaminationUtensil | 38799.65 | 2 | 567
20 | Infrastructure | 6 | Prehospital emergency | 1 | General | GB_stGeneral | 1 | 818 | Washer, decontamination/sanitizing | GB_stWasherDecontaminationSanitizing | 38799.65 | 11 | 568
20 | Infrastructure | 6 | Prehospital emergency | 1 | General | GB_stGeneral | 1 | 819 | Waste disposal unit, cytotoxic | GB_stWasteDisposalUnitCytotoxic | 3.13 | 12 | 569
20 | Infrastructure | 6 | Prehospital emergency | 1 | General | GB_stGeneral | 1 | 820 | Waste disposal unit, sharp | GB_stWasteDisposalUnitSharp | 5.27 | 68 | 571
20 | Infrastructure | 6 | Prehospital emergency | 1 | General | GB_stGeneral | 1 | 821 | Water jet pistol | GB_stWaterJetPistol | 334.17 | 2 | 575
20 | Infrastructure | 6 | Prehospital emergency | 1 | General | GB_stGeneral | 1 | 822 | Water purification filter, charcoal | GB_stWaterPurificationFilterCharcoal | 0 | 1 | 576
20 | Infrastructure | 6 | Prehospital emergency | 1 | General | GB_stGeneral | 1 | 823 | Water purification filter, particulate | GB_stWaterPurificationFilterParticulate | 0 | 1 | 577
20 | Infrastructure | 6 | Prehospital emergency | 1 | General | GB_stGeneral | 1 | 824 | Water purification system, reverse osmosis | GB_stWaterPurificationSystemReverseOsmosis | 290.5 | 1 | 578
20 | Infrastructure | 6 | Prehospital emergency | 1 | General | GB_stGeneral | 1 | 825 | Water purification system, ultraviolet | GB_stWaterPurificationSystemUltraviolet | 500 | 1 | 579
20 | Infrastructure | 6 | Prehospital emergency | 1 | General | GB_stGeneral | 1 | 826 | Wheelchair, attendant driven, collapsible | GB_stWheelchairAttendantDrivenCollapsible | 268.68 | 11 | 581
20 | Infrastructure | 6 | Prehospital emergency | 1 | General | GB_stGeneral | 1 | 827 | Workstation, diagnostic x-ray system | GB_stWorkstationDiagXRaySystem | 12058.34 | 1 | 584
20 | Infrastructure | 6 | Prehospital emergency | 1 | General | GB_stGeneral | 1 | 828 | X-ray compression device, mammography | GB_stXRayCompressionDeviceMammography | 490738.97 | 1 | 588
20 | Infrastructure | 6 | Prehospital emergency | 1 | General | GB_stGeneral | 1 | 829 | X-ray generator, diagnostic, mobile | GB_stXRayGeneratorDiagMobile | 20000 | 5 | 589
20 | Infrastructure | 6 | Prehospital emergency | 1 | General | GB_stGeneral | 1 | 830 | X-ray system, diagnostic, computed tomography, full-body | GB_stXRaySystemDiagComputedTomographyFullBody | 1036913.54 | 1 | 591
20 | Infrastructure | 6 | Prehospital emergency | 1 | General | GB_stGeneral | 1 | 831 | X-ray system, diagnostic, fluoroscopic, general-purpose, portable, digital | GB_stXRaySystemDiagFluoroscopicGeneralPurposePortableDigital | 206404.07 | 1 | 593
20 | Infrastructure | 6 | Prehospital emergency | 1 | General | GB_stGeneral | 1 | 832 | X-ray system, diagnostic, fluoroscopic, general-purpose, stationary, digital | GB_stXRaySystemDiagFluoroscopicGeneralPurposeStationaryDigital | 0 | 1 | 594
20 | Infrastructure | 6 | Prehospital emergency | 1 | General | GB_stGeneral | 1 | 833 | X-ray system, diagnostic, general-purpose, stationary, digital | GB_stXRaySystemDiagGeneralPurposeStationaryDigital | 25000 | 1 | 596
20 | Infrastructure | 6 | Prehospital emergency | 1 | General | GB_stGeneral | 1 | 834 | X-ray system, diagnostic, mammographic, stationary, digital | GB_stXRaySystemDiagMammographicStationaryDigital | 50000 | 1 | 597
20 | Infrastructure | 6 | Prehospital emergency | 1 | General | GB_stGeneral | 1 | 835 | TB Laboratory Equipment - Microscopy | GB_stTBLabEquipmentMicroscopy | 0 | 0 | 505
20 | Infrastructure | 6 | Prehospital emergency | 1 | General | GB_stGeneral | 1 | 836 | Standard reaction tubes with O-ring, 1.5 ml, 1000 per pack | GB_stStandardReactionTubesORing15Ml1000PerPack | 177.62 | 10 | 453
20 | Infrastructure | 6 | Prehospital emergency | 1 | General | GB_stGeneral | 1 | 837 | Standard reaction tubes with O-ring, 2 ml, 1000 per pack | GB_stStandardReactionTubesORing2Ml1000PerPack | 177.62 | 10 | 454
20 | Infrastructure | 6 | Prehospital emergency | 1 | General | GB_stGeneral | 1 | 838 | Cryo-vial, sterile with cap, 2 ml, with outer winding; pack of 1000 | GB_stCryoVialSterileCap2MlOuterWindingPack1000 | 245.93 | 3 | 120
20 | Infrastructure | 6 | Prehospital emergency | 1 | General | GB_stGeneral | 1 | 839 | Cryo-tags, sized to fit for use on cryo-tubes, rolls of 1000 | GB_stCryoTagsSizedFitUseCryoTubesRolls1000Commas | 57.38 | 3 | 119
20 | Infrastructure | 6 | Prehospital emergency | 1 | General | GB_stGeneral | 1 | 840 | PCR tubes, 0.2 ml with attached caps, sterile, DNAse- RNAse-free, 1000 per pack | GB_stPcrTubes02MlAttachedCapsSterileDnaseRnaseFree1000PerPack | 116.14 | 10 | 355
20 | Infrastructure | 6 | Prehospital emergency | 1 | General | GB_stGeneral | 1 | 841 | DNAse-/RNAse-free TIPS, for pipettes 0.1 - 10 �l, 10 boxes at 96 per pack | GB_stDnaseRnaseFreeTipsPipettes0110L10Boxes96PerPack | 88.81 | 10 | 151
20 | Infrastructure | 6 | Prehospital emergency | 1 | General | GB_stGeneral | 1 | 842 | DNAse-/RNAse-free TIPS, for pipettes 1 - 20 �l, 10 boxes at 96 per pack | GB_stDnaseRnaseFreeTipsPipettes120L10Boxes96PerPack | 88.81 | 40 | 152
20 | Infrastructure | 6 | Prehospital emergency | 1 | General | GB_stGeneral | 1 | 843 | DNAse-/RNAse-free TIPS, for pipettes 10 - 100 �l, 10 boxes at 96 per pack | GB_stDnaseRnaseFreeTipsPipettes10100L10Boxes96PerPack | 88.81 | 20 | 153
20 | Infrastructure | 6 | Prehospital emergency | 1 | General | GB_stGeneral | 1 | 844 | DNAse-/RNAse-free TIPS, for pipettes 20 - 200 �l, 10 boxes at 96 per pack | GB_stDnaseRnaseFreeTipsPipettes20200L10Boxes96PerPack | 81.98 | 10 | 154
20 | Infrastructure | 6 | Prehospital emergency | 1 | General | GB_stGeneral | 1 | 845 | TIPS, PE, for pipettes 0.5 - 10 �l, 1000 per pack | GB_stTipsPePipettes0510L1000PerPack | 19.13 | 10 | 529
20 | Infrastructure | 6 | Prehospital emergency | 1 | General | GB_stGeneral | 1 | 846 | TIPS, PE, for pipettes 1 - 200 �l, 1000 per pack | GB_stTipsPePipettes1200L1000PerPack | 21.86 | 5 | 530
20 | Infrastructure | 6 | Prehospital emergency | 1 | General | GB_stGeneral | 1 | 847 | TIPS, PE, for pipettes 100 - 1000 �l , 1000 per pack | GB_stTipsPePipettes1001000L1000PerPack | 19.13 | 5 | 531
20 | Infrastructure | 6 | Prehospital emergency | 1 | General | GB_stGeneral | 1 | 848 | Pasteur-pipettes, plastic, sterile, 1.5ml, 500 per pack | GB_stPasteurPipettesPlasticSterile15Ml500PerPack | 54.65 | 30 | 336
20 | Infrastructure | 6 | Prehospital emergency | 1 | General | GB_stGeneral | 1 | 849 | Combitips for Multipette 5 ml, 100 pieces/pack | GB_stCombitipsMultipette5Ml100PiecesPack | 109.3 | 3 | 111
20 | Infrastructure | 6 | Prehospital emergency | 1 | General | GB_stGeneral | 1 | 850 | Combitips for Multipette 10 ml, 100 pieces/pack | GB_stCombitipsMultipette10Ml100PiecesPack | 109.3 | 3 | 110
20 | Infrastructure | 6 | Prehospital emergency | 1 | General | GB_stGeneral | 1 | 851 | Plastic bags, disposable PP, 100 pieces per pack | GB_stPlasticBagsDisposablePp100PiecesPerPack | 13.66 | 5 | 371
20 | Infrastructure | 6 | Prehospital emergency | 1 | General | GB_stGeneral | 1 | 852 | Gloves, vinyl, powder free, disposable, size S, 100 per pack | GB_stGlovesVinylPowderFreeDisposableSizeS100PerPack | 16.4 | 60 | 221
20 | Infrastructure | 6 | Prehospital emergency | 1 | General | GB_stGeneral | 1 | 853 | Gloves, vinyl, powder free, disposable, size M, 100 per pack | GB_stGlovesVinylPowderFreeDisposableSizeM100PerPack | 16.4 | 90 | 220
20 | Infrastructure | 6 | Prehospital emergency | 1 | General | GB_stGeneral | 1 | 854 | Gloves, vinyl, powder free, disposable, size L, 100 per pack | GB_stGlovesVinylPowderFreeDisposableSizeL100PerPack | 16.4 | 30 | 216
20 | Infrastructure | 6 | Prehospital emergency | 1 | General | GB_stGeneral | 1 | 855 | Forceps plastic | GB_stForcepsPlastic | 15.03 | 3 | 201
20 | Infrastructure | 6 | Prehospital emergency | 1 | General | GB_stGeneral | 1 | 856 | Bottles, plastic | GB_stBottlesPlastic | 30.06 | 3 | 65
20 | Infrastructure | 6 | Prehospital emergency | 1 | General | GB_stGeneral | 1 | 857 | Marker pen, water resistant | GB_stMarkerPenWaterResist | 6.83 | 3 | 286
20 | Infrastructure | 6 | Prehospital emergency | 1 | General | GB_stGeneral | 1 | 858 | Gloves, nitril, powder free, disposable, size 6-7, 100 per pack | GB_stGlovesNitrilPowderFreeDisposableSize67100PerPack | 19.13 | 10 | 217
20 | Infrastructure | 6 | Prehospital emergency | 1 | General | GB_stGeneral | 1 | 859 | Gloves, nitril, powder free, disposable, size 7-8, 100 per pack | GB_stGlovesNitrilPowderFreeDisposableSize78100PerPack | 20.49 | 5 | 218
20 | Infrastructure | 6 | Prehospital emergency | 1 | General | GB_stGeneral | 1 | 860 | Gloves, nitril, powder free, disposable, size 8-9, 100 per pack | GB_stGlovesNitrilPowderFreeDisposableSize89100PerPack | 21.86 | 2 | 219
20 | Infrastructure | 6 | Prehospital emergency | 1 | General | GB_stGeneral | 1 | 861 | Strips for the rapid detection of resistance to isoniazid and rifampicin, per strip | GB_stStripsRapidDetectionResistIsonRifampPerStrip | 24.59 | 1000 | 482
20 | Infrastructure | 6 | Prehospital emergency | 1 | General | GB_stGeneral | 1 | 862 | Strips for the rapid detection of resistance to isoniazid and rifampicin, per strip | GB_stStripsRapidDetectionResistIsonRifampPerStrip | 3.5 | 1000 | 482
20 | Infrastructure | 6 | Prehospital emergency | 1 | General | GB_stGeneral | 1 | 863 | TB Laboratory Equipment - Molecular tests | GB_stTBLabEquipmentMolecularTests | 0 | 0 | 506
20 | Infrastructure | 6 | Prehospital emergency | 1 | General | GB_stGeneral | 1 | 864 | PCR-Workstation UV | GB_stPcrWorkstationUv | 3142.49 | 1 | 356
20 | Infrastructure | 6 | Prehospital emergency | 1 | General | GB_stGeneral | 1 | 865 | Thermocycler | GB_stThermocycler | 4782.05 | 1 | 515
20 | Infrastructure | 6 | Prehospital emergency | 1 | General | GB_stGeneral | 1 | 866 | Ultrasonic bath | GB_stUltrasonicBath | 1639.56 | 1 | 550
20 | Infrastructure | 6 | Prehospital emergency | 1 | General | GB_stGeneral | 1 | 867 | Thermoshaker for hybridization | GB_stThermoshakerHybridization | 3005.86 | 1 | 520
20 | Infrastructure | 6 | Prehospital emergency | 1 | General | GB_stGeneral | 1 | 868 | Optional 8-channel pipette, 5 - 50 �l | GB_stOpt8ChannelPipette550L | 587.51 | 1 | 322
20 | Infrastructure | 6 | Prehospital emergency | 1 | General | GB_stGeneral | 1 | 869 | Optional 8-channel pipette, 50 - 300 �l | GB_stOpt8ChannelPipette50300L | 587.51 | 1 | 323
20 | Infrastructure | 6 | Prehospital emergency | 1 | General | GB_stGeneral | 1 | 870 | Optional Electrophoresis, horizontal mini gel system | GB_stOptElectrophoresisHorizontalMiniGelSystem | 409.89 | 1 | 324
20 | Infrastructure | 6 | Prehospital emergency | 1 | General | GB_stGeneral | 1 | 871 | Optional Power supply for electrophoresis | GB_stOptPowerSupplyElectrophoresis | 478.21 | 1 | 327
20 | Infrastructure | 6 | Prehospital emergency | 1 | General | GB_stGeneral | 1 | 872 | Optional UV-light illuminator at least 200 x 200 mm window | GB_stOptUvLightIlluminatorLeast200X200MmWindow | 1639.56 | 1 | 328
20 | Infrastructure | 6 | Prehospital emergency | 1 | General | GB_stGeneral | 1 | 873 | Optional Microwave oven, approx. 900 W, inner volume minimum 20 litres | GB_stOptMicrowaveOvenApprox900WInnerVolumeMin20Litres | 819.78 | 1 | 326
20 | Infrastructure | 6 | Prehospital emergency | 1 | General | GB_stGeneral | 1 | 874 | Racks, for tubes 1.5 - 2 ml, 10 mm diameter, at least 20 positions | GB_stRacksTubes152Ml10MmDiameterLeast20Positions | 6.83 | 10 | 386
20 | Infrastructure | 6 | Prehospital emergency | 1 | General | GB_stGeneral | 1 | 875 | Centrifuge for standard reaction tubes | GB_stCentrifugeStandardReactionTubes | 2459.34 | 1 | 89
20 | Infrastructure | 6 | Prehospital emergency | 1 | General | GB_stGeneral | 1 | 876 | Floating rack for 20 seats, diameter 10 mm, 2ml, for ultrasonic bath | GB_stFloatingRack20SeatsDiameter10Mm2MlUltrasonicBath | 9.56 | 2 | 194
20 | Infrastructure | 6 | Prehospital emergency | 1 | General | GB_stGeneral | 1 | 877 | Deep freeze storage box with lid for 2 ml cryovials , autoclavable PP | GB_stDeepFreezeStorageBoxLid2MlCryovialsAutoclavablePp | 10.93 | 10 | 130
20 | Infrastructure | 6 | Prehospital emergency | 1 | General | GB_stGeneral | 1 | 878 | Deep freeze storage box with lid for 0.2ml PCR tubes, autoclavable PP. | GB_stDeepFreezeStorageBoxLid02MlPcrTubesAutoclavablePp | 11.07 | 10 | 129
20 | Infrastructure | 6 | Prehospital emergency | 1 | General | GB_stGeneral | 1 | 879 | 1-channel pipette, variable from 0.5 - 10 �l, | GB_st1ChannelPipetteVariableFrom0510L | 273.26 | 3 | 2
20 | Infrastructure | 6 | Prehospital emergency | 1 | General | GB_stGeneral | 1 | 880 | 1-channel pipette, variable from 10 - 100 �l | GB_st1ChannelPipetteVariableFrom10100L | 273.26 | 4 | 3
20 | Infrastructure | 6 | Prehospital emergency | 1 | General | GB_stGeneral | 1 | 881 | 1-channel pipette, variable from 100 - 1000 �l, | GB_st1ChannelPipetteVariableFrom1001000L | 273.26 | 4 | 4
20 | Infrastructure | 6 | Prehospital emergency | 1 | General | GB_stGeneral | 1 | 882 | Racks suitable for pipettes offered, at least 4 positions | GB_stRacksSuitablePipettesOfferedLeast4Positions | 109.3 | 4 | 385
20 | Infrastructure | 6 | Prehospital emergency | 1 | General | GB_stGeneral | 1 | 883 | Refrigerator with freezing department | GB_stRefrigeratorFreezingDepartment | 409.89 | 1 | 401
20 | Infrastructure | 6 | Prehospital emergency | 1 | General | GB_stGeneral | 1 | 884 | Freezer | GB_stFreezer | 546.52 | 1 | 205
20 | Infrastructure | 6 | Prehospital emergency | 1 | General | GB_stGeneral | 1 | 885 | Stand for multichannel pipettes | GB_stStandMultichannelPipettes | 122.97 | 1 | 452
20 | Infrastructure | 6 | Prehospital emergency | 1 | General | GB_stGeneral | 1 | 886 | Hand-dispenser pipette, 5 dosage steps, suited for combitips | GB_stHandDispenserPipette5DosageStepsSuitedCombitips | 218.61 | 2 | 228
20 | Infrastructure | 6 | Prehospital emergency | 1 | General | GB_stGeneral | 1 | 887 | Tripod stand for waste bags of 2 litres | GB_stTripodStandWasteBags2Litres | 10.25 | 5 | 542
20 | Infrastructure | 6 | Prehospital emergency | 1 | General | GB_stGeneral | 1 | 888 | TB Laboratory Equipment - Culture | GB_stTBLabEquipmentCulture | 0 | 0 | 503
20 | Infrastructure | 6 | Prehospital emergency | 1 | General | GB_stGeneral | 1 | 889 | Base Support for Laminar Air Flow Cabinet | GB_stBaseSuppLaminarAirFlowCabinet | 1024.73 | 2 | 52
20 | Infrastructure | 6 | Prehospital emergency | 1 | General | GB_stGeneral | 1 | 890 | BSC, class I or II | GB_stBscClassIOrIi | 17761.9 | 2 | 70
20 | Infrastructure | 6 | Prehospital emergency | 1 | General | GB_stGeneral | 1 | 891 | UPS for BSC | GB_stUpsBsc | 1639.56 | 2 | 556
20 | Infrastructure | 6 | Prehospital emergency | 1 | General | GB_stGeneral | 1 | 892 | Minishaker or Vortex | GB_stMinishakerOrVortex | 478.21 | 3 | 303
20 | Infrastructure | 6 | Prehospital emergency | 1 | General | GB_stGeneral | 1 | 893 | Optional : overhead stirrer, for at least 10 tubes (50 ml) | GB_stOptOverheadStirrerLeast10Tubes50Ml | 1639.56 | 2 | 321
20 | Infrastructure | 6 | Prehospital emergency | 1 | General | GB_stGeneral | 1 | 894 | Test tube rack 18/8 stainless steel, diameter 16 mm | GB_stTestTubeRack188StainlessSteelDiameter16Mm | 38.26 | 5 | 513
20 | Infrastructure | 6 | Prehospital emergency | 1 | General | GB_stGeneral | 1 | 895 | Test tube rack 18/8 stainless steel, diameter 35 mm | GB_stTestTubeRack188StainlessSteelDiameter35Mm | 31.42 | 5 | 514
20 | Infrastructure | 6 | Prehospital emergency | 1 | General | GB_stGeneral | 1 | 896 | Safety gas burner with glass chimney, footswitch for temporary ignition | GB_stSafetyGasBurnerGlassChimneyFootswitchTemporaryIgnition | 573.85 | 2 | 412
20 | Infrastructure | 6 | Prehospital emergency | 1 | General | GB_stGeneral | 1 | 897 | Safety gas tubing with safety clamps on both ends, inner diameter 9mm | GB_stSafetyGasTubingSafetyClampsBothEndsInnerDiameter9Mm | 40.99 | 2 | 413
20 | Infrastructure | 6 | Prehospital emergency | 1 | General | GB_stGeneral | 1 | 898 | Inoculation loops, Platinum/Iridium wire, closed, 10 �l | GB_stInoculationLoopsPlatinumIridiumWireClosed10L | 122.97 | 6 | 247
20 | Infrastructure | 6 | Prehospital emergency | 1 | General | GB_stGeneral | 1 | 899 | Loop holder | GB_stLoopHolder | 9.56 | 12 | 282
20 | Infrastructure | 6 | Prehospital emergency | 1 | General | GB_stGeneral | 1 | 900 | Racks for loop holder | GB_stRacksLoopHolder | 16.4 | 4 | 383
20 | Infrastructure | 6 | Prehospital emergency | 1 | General | GB_stGeneral | 1 | 901 | Stainless steel bucket with lid, capacity 10L | GB_stStainlessSteelBucketLidCapacity10L | 150.29 | 5 | 450
20 | Infrastructure | 6 | Prehospital emergency | 1 | General | GB_stGeneral | 1 | 902 | Discard bottle, stainless steel or thick walled glass with screw cap | GB_stDiscardBottleStainlessSteelOrThickWalledGlassScrewCap | 4.1 | 5 | 142
20 | Infrastructure | 6 | Prehospital emergency | 1 | General | GB_stGeneral | 1 | 903 | Funnel, stainless steel 18/8, top diameter 120 mm | GB_stFunnelStainlessSteel188TopDiameter120Mm | 18.45 | 3 | 210
20 | Infrastructure | 6 | Prehospital emergency | 1 | General | GB_stGeneral | 1 | 904 | Safety box, PP, approx 3 L, for all sharps | GB_stSafetyBoxPpApprox3LAllSharps | 4.24 | 25 | 411
20 | Infrastructure | 6 | Prehospital emergency | 1 | General | GB_stGeneral | 1 | 905 | Laboratory chair, disinfectable, 5 wheels, no arm rests | GB_stLabChairDisinfectable5WheelsNoArmRests | 245.93 | 2 | 260
20 | Infrastructure | 6 | Prehospital emergency | 1 | General | GB_stGeneral | 1 | 906 | Incubator | GB_stIncubator | 9290.84 | 2 | 237
20 | Infrastructure | 6 | Prehospital emergency | 1 | General | GB_stGeneral | 1 | 907 | Centrifuge | GB_stCentrifuge | 8880.95 | 1 | 88
20 | Infrastructure | 6 | Prehospital emergency | 1 | General | GB_stGeneral | 1 | 908 | Centrifuge rotor | GB_stCentrifugeRotor | 1229.67 | 1 | 90
20 | Infrastructure | 6 | Prehospital emergency | 1 | General | GB_stGeneral | 1 | 909 | Centrifuge rotor buckets | GB_stCentrifugeRotorBuckets | 409.89 | 4 | 91
20 | Infrastructure | 6 | Prehospital emergency | 1 | General | GB_stGeneral | 1 | 910 | Aerosol tight lids for rotor buckets | GB_stAerosolTightLidsRotorBuckets | 136.63 | 4 | 6
20 | Infrastructure | 6 | Prehospital emergency | 1 | General | GB_stGeneral | 1 | 911 | Reducing adapter for 50 ml centrifuge tubes | GB_stReducingAdapter50MlCentrifugeTubes | 109.3 | 4 | 397
20 | Infrastructure | 6 | Prehospital emergency | 1 | General | GB_stGeneral | 1 | 912 | Reducing adapter for 15 ml/12 ml centrifuge tubes | GB_stReducingAdapter15Ml12MlCentrifugeTubes | 109.3 | 4 | 396
20 | Infrastructure | 6 | Prehospital emergency | 1 | General | GB_stGeneral | 1 | 913 | Autoclave | GB_stAutoclave | 15029.3 | 2 | 42
20 | Infrastructure | 6 | Prehospital emergency | 1 | General | GB_stGeneral | 1 | 914 | Autoclave control unit for fully automated process control | GB_stAutoclaveControlUnitFullyAutomatedProcessControl | 3005.86 | 2 | 43
20 | Infrastructure | 6 | Prehospital emergency | 1 | General | GB_stGeneral | 1 | 915 | Exhaust air filtration system for autoclave | GB_stExhaustAirFiltrationSystemAutoclave | 3552.38 | 1 | 189
20 | Infrastructure | 6 | Prehospital emergency | 1 | General | GB_stGeneral | 1 | 916 | Autoclave control unit for sterilization of liquids, including temperature probe | GB_stAutoclaveControlUnitSterilizationLiquidsIncludingTempProbe | 3361.1 | 1 | 44
20 | Infrastructure | 6 | Prehospital emergency | 1 | General | GB_stGeneral | 1 | 917 | Autoclave recooling system to shorten the time of liquid sterilization | GB_stAutoclaveRecoolingSystemShortenTimeLiquidSterilization | 3415.75 | 1 | 45
20 | Infrastructure | 6 | Prehospital emergency | 1 | General | GB_stGeneral | 1 | 918 | Wire baskets or stainless steel buckets for autoclave | GB_stWireBasketsOrStainlessSteelBucketsAutoclave | 245.93 | 2 | 582
20 | Infrastructure | 6 | Prehospital emergency | 1 | General | GB_stGeneral | 1 | 919 | Wire baskets with drip tray for autoclave | GB_stWireBasketsDripTrayAutoclave | 478.21 | 2 | 583
20 | Infrastructure | 6 | Prehospital emergency | 1 | General | GB_stGeneral | 1 | 920 | Hot-air oven | GB_stHotAirOven | 3825.64 | 1 | 233
20 | Infrastructure | 6 | Prehospital emergency | 1 | General | GB_stGeneral | 1 | 921 | Optional Ion exchanger cartridge, flow rate approx. 950 L/h | GB_stOptIonExchangerCartridgeFlowRateApprox950LH | 1093.04 | 2 | 325
20 | Infrastructure | 6 | Prehospital emergency | 1 | General | GB_stGeneral | 1 | 922 | Conductivity measuring device for laboratory grade water, digital | GB_stConductivityMeasDeviceLabGradeWaterDigital | 437.22 | 2 | 114
20 | Infrastructure | 6 | Prehospital emergency | 1 | General | GB_stGeneral | 1 | 923 | Ion exchanger resin for laboratory grade water, pack of 5x10 L resin | GB_stIonExchangerResinLabGradeWaterPack5X10LResin | 81.98 | 5 | 250
20 | Infrastructure | 6 | Prehospital emergency | 1 | General | GB_stGeneral | 1 | 924 | Water distiller | GB_stWaterDistiller | 1776.19 | 1 | 574
20 | Infrastructure | 6 | Prehospital emergency | 1 | General | GB_stGeneral | 1 | 925 | Balloon high-density poyethylene (HDPE) with discharge cock, 30 liters | GB_stBalloonHighDensityPoyethyleneHdpeDischargeCock30Liters | 81.98 | 1 | 49
20 | Infrastructure | 6 | Prehospital emergency | 1 | General | GB_stGeneral | 1 | 926 | Balloon high-density poyethylene (HDPE) with discharge cock, 10 liters | GB_stBalloonHighDensityPoyethyleneHdpeDischargeCock10Liters | 54.65 | 4 | 48
20 | Infrastructure | 6 | Prehospital emergency | 1 | General | GB_stGeneral | 1 | 927 | Stop cock, winding for HDPE balloon | GB_stStopCockWindingHdpeBalloon | 4.44 | 10 | 475
20 | Infrastructure | 6 | Prehospital emergency | 1 | General | GB_stGeneral | 1 | 928 | Racks for test tubes, PP, autoclavable, 60 positions | GB_stRacksTestTubesPpAutoclavable60Positions | 10.93 | 12 | 384
20 | Infrastructure | 6 | Prehospital emergency | 1 | General | GB_stGeneral | 1 | 929 | Alarm clock / digital timer, 4 digits | GB_stAlarmClockDigitalTimer4Digits | 27.33 | 1 | 7
20 | Infrastructure | 6 | Prehospital emergency | 1 | General | GB_stGeneral | 1 | 930 | Safety-Pipetting Ball, standard | GB_stSafetyPipettingBallStandard | 3.42 | 10 | 414
20 | Infrastructure | 6 | Prehospital emergency | 1 | General | GB_stGeneral | 1 | 931 | Automated pipetting aid, battery capacity for 8 h work, 200 g weight | GB_stAutomatedPipettingAidBatteryCapacity8HWork200GWeight | 478.21 | 2 | 47
20 | Infrastructure | 6 | Prehospital emergency | 1 | General | GB_stGeneral | 1 | 932 | Pipette washer | GB_stPipetteWasher | 170.79 | 1 | 365
20 | Infrastructure | 6 | Prehospital emergency | 1 | General | GB_stGeneral | 1 | 933 | Transport boxes for specimens meeting WHO requirements of P650 package | GB_stTransportBoxesSpecimensMeetWhoRequirementsP650Package | 20.49 | 10 | 539
20 | Infrastructure | 6 | Prehospital emergency | 1 | General | GB_stGeneral | 1 | 934 | Electronic maxima-minima-thermometers, two channels, thin cable with sensor, battery, measuring range -50�C/+60�C | GB_stElectronicMaximaMinimaThermometersTwoChannelsThinCable | 27.33 | 10 | 163
20 | Infrastructure | 6 | Prehospital emergency | 1 | General | GB_stGeneral | 1 | 935 | Electronic maxima-minima-thermometers, two channels, battery, measuring range -10�C/+50�C | GB_stElectronicMaximaMinimaThermometersTwoChannelsBattery | 27.33 | 10 | 162
20 | Infrastructure | 6 | Prehospital emergency | 1 | General | GB_stGeneral | 1 | 936 | Dispenser for 1000 ml bottle for liquid soap, for wall mounting, 1 per sink | GB_stDispenser1000MlBottleLiquidSoapWallMounting1PerSink | 68.32 | 2 | 143
20 | Infrastructure | 6 | Prehospital emergency | 1 | General | GB_stGeneral | 1 | 937 | Dispenser for hand towels, for wall mounting, 1 per sink | GB_stDispenserHandTowelsWallMounting1PerSink | 47.82 | 2 | 144
20 | Infrastructure | 6 | Prehospital emergency | 1 | General | GB_stGeneral | 1 | 938 | Goggles, according to EN 166 and EN 170, frame adjustable, integrated side and top protection, total weight <40 g | GB_stGogglesAccordingEn166En170FrameAdjustable | 8.2 | 5 | 223
20 | Infrastructure | 6 | Prehospital emergency | 1 | General | GB_stGeneral | 1 | 939 | Emergency spill-kit | GB_stEmergencySpillKit | 34.16 | 1 | 166
20 | Infrastructure | 6 | Prehospital emergency | 1 | General | GB_stGeneral | 1 | 940 | First aid kit | GB_stFirstAidKit | 327.91 | 1 | 193
20 | Infrastructure | 6 | Prehospital emergency | 1 | General | GB_stGeneral | 1 | 941 | Anemometer | GB_stAnemometer | 2049.45 | 1 | 34
20 | Infrastructure | 6 | Prehospital emergency | 1 | General | GB_stGeneral | 1 | 942 | Analytical balance | GB_stAnalyticalBalance | 4782.05 | 1 | 32
20 | Infrastructure | 6 | Prehospital emergency | 1 | General | GB_stGeneral | 1 | 943 | pH meter | GB_stPhMeter | 819.78 | 1 | 357
20 | Infrastructure | 6 | Prehospital emergency | 1 | General | GB_stGeneral | 1 | 944 | Bunsen burner with fine tuning | GB_stBunsenBurnerFineTuning | 143.46 | 1 | 74
20 | Infrastructure | 6 | Prehospital emergency | 1 | General | GB_stGeneral | 1 | 945 | Tripod stand | GB_stTripodStand | 16.4 | 1 | 541
20 | Infrastructure | 6 | Prehospital emergency | 1 | General | GB_stGeneral | 1 | 946 | Water bath, capacity approximately 20 L | GB_stWaterBathCapacityApproximately20L | 1502.93 | 1 | 573
20 | Infrastructure | 6 | Prehospital emergency | 1 | General | GB_stGeneral | 1 | 947 | Magnetic stirrer | GB_stMagneticStirrer | 580.68 | 1 | 284
20 | Infrastructure | 6 | Prehospital emergency | 1 | General | GB_stGeneral | 1 | 948 | Magnetic stirring bars, round-shaped, polytetrafluorethylen (PTFE) coated. Set of 10: 1x 15 mm, 2X 20 mm, 2x 25 mm, 1x 30 mm, 2x 40 mm, 2x 50 mm length. | GB_stMagneticStirringBars | 68.32 | 1 | 285
20 | Infrastructure | 6 | Prehospital emergency | 1 | General | GB_stGeneral | 1 | 949 | Sterile filling station of culture media, consisting of 1000 ml Squibb sedimentation funnels or cylindric dropping funnels, with tube for pressure exchange, stopcocks made of glass and Teflon stopper, outlet diameter 4 mm | GB_stSterileFillingStationCultureMediaConsisting1000MlSquibb | 68.32 | 3 | 461
20 | Infrastructure | 6 | Prehospital emergency | 1 | General | GB_stGeneral | 1 | 950 | Stative for Squibb sedimentation funnels consisting of plate, rod and clamp | GB_stStativeSquibbSedimentationFunnelsConsistingPlateRodClamp | 136.63 | 3 | 455
20 | Infrastructure | 6 | Prehospital emergency | 1 | General | GB_stGeneral | 1 | 951 | Inspissator for coagulation of egg-based culture media | GB_stInspissatorCoagulationEggBasedCultureMedia | 8197.8 | 1 | 248
20 | Infrastructure | 6 | Prehospital emergency | 1 | General | GB_stGeneral | 1 | 952 | Refrigerator with freezing department | GB_stNull | 819.78 | 1 | 402
20 | Infrastructure | 6 | Prehospital emergency | 1 | General | GB_stGeneral | 1 | 953 | Refrigerator | GB_stRefrigerator | 409.89 | 2 | 400
20 | Infrastructure | 6 | Prehospital emergency | 1 | General | GB_stGeneral | 1 | 954 | Stainless steel funnel, short wide stem with air drain, diameter 150 mm on top | GB_stStainlessSteelFunnelShortWideStemAirDrainDiameter150MmTop | 13.66 | 5 | 451
20 | Infrastructure | 6 | Prehospital emergency | 1 | General | GB_stGeneral | 1 | 955 | Swan neck bottles (PE flask, narrow neck with screw cap and water dispenser) set of one each 250, 500, 1000ml | GB_stSwanNeckBottles | 16.4 | 5 | 486
20 | Infrastructure | 6 | Prehospital emergency | 1 | General | GB_stGeneral | 1 | 956 | Bowl, plastic, 500 x 350 mm | GB_stBowlPlastic500X350Mm | 2.73 | 5 | 67
20 | Infrastructure | 6 | Prehospital emergency | 1 | General | GB_stGeneral | 1 | 957 | Erlenmeyer flasks, borosilicate 3.3, wide neck, graduated, autoclavable, 2000 ml | GB_stErlenmeyerFlasksBorosilicate33WideNeckGradAutoclavable2000Ml | 34.16 | 2 | 175
20 | Infrastructure | 6 | Prehospital emergency | 1 | General | GB_stGeneral | 1 | 958 | Erlenmeyer flasks, borosilicate 3.3, wide neck, graduated, autoclavable, 1000 ml | GB_stErlenmeyerFlasksBorosilicate33WideNeckGradAutoclavable1000Ml | 163.96 | 10 | 174
20 | Infrastructure | 6 | Prehospital emergency | 1 | General | GB_stGeneral | 1 | 959 | Erlenmeyer flasks, borosilicate 3.3, wide neck, autoclavable, 500 ml | GB_stErlenmeyerFlasksBorosilicate33WideNeckAutoclavable500Ml | 81.98 | 10 | 172
20 | Infrastructure | 6 | Prehospital emergency | 1 | General | GB_stGeneral | 1 | 960 | Erlenmeyer flasks, borosilicate 3.3, wide neck, graduated, autoclavable, 250 ml | GB_stErlenmeyerFlasksBorosilicate33WideNeckGradAutoclavable250Ml | 61.48 | 10 | 176
20 | Infrastructure | 6 | Prehospital emergency | 1 | General | GB_stGeneral | 1 | 961 | Erlenmeyer flasks, borosilicate 3.3, wide neck, graduated, 100 ml, pack. unit 10 | GB_stErlenmeyerFlasksBorosilicate33WideNeckGrad100MlPackUnit10 | 54.65 | 20 | 173
20 | Infrastructure | 6 | Prehospital emergency | 1 | General | GB_stGeneral | 1 | 962 | Erlenmeyer flasks, borosilicate 3.3, wide neck, graduated, autoclavable, 50 ml | GB_stErlenmeyerFlasksBorosilicate33WideNeckGradAutoclavable50Ml | 54.65 | 20 | 177
20 | Infrastructure | 6 | Prehospital emergency | 1 | General | GB_stGeneral | 1 | 963 | Measuring cylinder, class A; TPX, autoclavable, 1000 ml, graduated 10.0 ml | GB_stMeasCylinderClassTpxAutoclavable1000MlGrad100Ml | 22.27 | 5 | 293
20 | Infrastructure | 6 | Prehospital emergency | 1 | General | GB_stGeneral | 1 | 964 | Measuring cylinder, class A; TPX, autoclavable, 500 ml, graduated 5.0 ml | GB_stMeasCylinderClassTpxAutoclavable500MlGrad50Ml | 14.35 | 5 | 295
20 | Infrastructure | 6 | Prehospital emergency | 1 | General | GB_stGeneral | 1 | 965 | Measuring cylinder, class A; TPX, autoclavable, 250 ml, graduated 2.0 ml | GB_stMeasCylinderClassTpxAutoclavable250MlGrad20Ml | 9.5 | 5 | 291
20 | Infrastructure | 6 | Prehospital emergency | 1 | General | GB_stGeneral | 1 | 966 | Measuring cylinder, class A; TPX, autoclavable, 100 ml, graduated 1.0 ml | GB_stMeasCylinderClassTpxAutoclavable100MlGrad10Ml | 6.15 | 5 | 292
20 | Infrastructure | 6 | Prehospital emergency | 1 | General | GB_stGeneral | 1 | 967 | Measuring cylinder, class A; TPX, autoclavable, 50 ml, graduated 1.0 ml | GB_stMeasCylinderClassTpxAutoclavable50MlGrad10Ml | 4.65 | 5 | 294
20 | Infrastructure | 6 | Prehospital emergency | 1 | General | GB_stGeneral | 1 | 968 | Thick-walled glass flask for preparation of culture medium; with flanged rim; 2500 ml | GB_stThickWalledGlassFlaskPreparationCultureMediumFlangedRim2500Ml | 58.75 | 6 | 527
20 | Infrastructure | 6 | Prehospital emergency | 1 | General | GB_stGeneral | 1 | 969 | Thick walled bottles, borosilicate 3.3, graduated, transparent, PP ring and cap, 2000 ml | GB_stThickWalledBottlesBorosilicate33GradTransparentPpRingCap2000Ml | 24.59 | 3 | 524
20 | Infrastructure | 6 | Prehospital emergency | 1 | General | GB_stGeneral | 1 | 970 | Thick walled bottles, borosilicate 3.3, graduated, transparent, PP ring and cap, 1000 ml | GB_stThickWalledBottlesBorosilicate33GradTransparentPpRingCap1000Ml | 14.35 | 10 | 523
20 | Infrastructure | 6 | Prehospital emergency | 1 | General | GB_stGeneral | 1 | 971 | Thick walled bottles, borosilicate 3.3, graduated, transparent, PP ring and cap, 500 ml; | GB_stThickWalledBottlesBorosilicate33GradTransparentPpRingCap500Ml | 9.29 | 5 | 525
20 | Infrastructure | 6 | Prehospital emergency | 1 | General | GB_stGeneral | 1 | 972 | Thick walled bottles, borosilicate 3.3, graduated, amber, PP ring and cap, 11000 ml | GB_stThickWalledBottlesBorosilicate33GradAmberPpRingCap11000Ml | 16.4 | 3 | 522
20 | Infrastructure | 6 | Prehospital emergency | 1 | General | GB_stGeneral | 1 | 973 | Thick walled bottles, borosilicate 3.3, graduated, amber, PP ring and cap, 1, 2000 ml | GB_stThickWalledBottlesBorosilicate33GradAmberPpRingCap12000Ml | 27.33 | 2 | 521
20 | Infrastructure | 6 | Prehospital emergency | 1 | General | GB_stGeneral | 1 | 974 | Screw caps with weld in PFTE membrane, 0.2 �m pore size, autoclavable to 140 �C | GB_stScrewCapsWeldPfteMembrane02MPoreSizeAutoclavable140C | 3.01 | 10 | 428
20 | Infrastructure | 6 | Prehospital emergency | 1 | General | GB_stGeneral | 1 | 975 | Laboratory beaker, EFTE, low form with graduation and spout, 2000 ml | GB_stLabBeakerEfteLowFormGraduationSpout2000Ml | 136.63 | 3 | 257
20 | Infrastructure | 6 | Prehospital emergency | 1 | General | GB_stGeneral | 1 | 976 | Laboratory beaker, EFTE, low form with graduation and spout, 1000 ml | GB_stLabBeakerEfteLowFormGraduationSpout1000Ml | 68.32 | 3 | 256
20 | Infrastructure | 6 | Prehospital emergency | 1 | General | GB_stGeneral | 1 | 977 | Laboratory beaker, EFTE, low form with graduation and spout, 600 ml | GB_stLabBeakerEfteLowFormGraduationSpout600Ml | 54.65 | 10 | 259
20 | Infrastructure | 6 | Prehospital emergency | 1 | General | GB_stGeneral | 1 | 978 | Laboratory beaker, EFTE, low form with graduation and spout, 250 ml | GB_stLabBeakerEfteLowFormGraduationSpout250Ml | 24.59 | 10 | 258
20 | Infrastructure | 6 | Prehospital emergency | 1 | General | GB_stGeneral | 1 | 979 | Laboratory beaker, EFTE, low form with graduation and spout, 100 ml | GB_stLabBeakerEfteLowFormGraduationSpout100Ml | 15.03 | 10 | 255
20 | Infrastructure | 6 | Prehospital emergency | 1 | General | GB_stGeneral | 1 | 980 | Laboratory glassware drying rack, wall mounted; polystyrene; minimum 24 pegs | GB_stLabGlasswareDryingRackWallMountedPolystyreneMin24Pegs | 184.45 | 1 | 261
20 | Infrastructure | 6 | Prehospital emergency | 1 | General | GB_stGeneral | 1 | 981 | Funnel, soda lime glass, plain, short stem, d = 75 mm | GB_stFunnelSodaLimeGlassPlainShortStemD75Mm | 6.83 | 5 | 208
20 | Infrastructure | 6 | Prehospital emergency | 1 | General | GB_stGeneral | 1 | 982 | Funnel, soda lime glass, plain, short stem, d = 125 mm | GB_stFunnelSodaLimeGlassPlainShortStemD125Mm | 10.93 | 5 | 209
20 | Infrastructure | 6 | Prehospital emergency | 1 | General | GB_stGeneral | 1 | 983 | Powder funnel , diameter 100mm | GB_stPowderFunnelDiameter100Mm | 10.93 | 5 | 372
20 | Infrastructure | 6 | Prehospital emergency | 1 | General | GB_stGeneral | 1 | 984 | Glass beads, massive glass, 5 mm diameter | GB_stGlassBeadsMassiveGlass5MmDiameter | 34.16 | 2 | 215
20 | Infrastructure | 6 | Prehospital emergency | 1 | General | GB_stGeneral | 1 | 985 | Glass beads, massive glass, 3 mm diameter | GB_stGlassBeadsMassiveGlass3MmDiameter | 34.16 | 1 | 214
20 | Infrastructure | 6 | Prehospital emergency | 1 | General | GB_stGeneral | 1 | 986 | Thick walled Pyrex tubes with ISO winding and autoclavable screw cap with tight gasket, 16x100 mm; package of 100 | GB_stThickWalledPyrexTubes | 109.3 | 10 | 526
20 | Infrastructure | 6 | Prehospital emergency | 1 | General | GB_stGeneral | 1 | 987 | Strainer, stainless steel, 1 grip, 2 eyes, diameter 20 cm | GB_stStrainerStainlessSteel1Grip2EyesDiameter20Cm | 21.86 | 1 | 476
20 | Infrastructure | 6 | Prehospital emergency | 1 | General | GB_stGeneral | 1 | 988 | Forceps; pointed; straight; 18/8 stainless steel, polished | GB_stForcepsPointedStraight188StainlessSteelPolished | 9.39 | 5 | 203
20 | Infrastructure | 6 | Prehospital emergency | 1 | General | GB_stGeneral | 1 | 989 | Optional: Laboratory washer-disinfector for laboratory glass, 2 baskets | GB_stOptLabWasherDisinfectorLabGlass2Baskets | 5055.31 | 1 | 330
20 | Infrastructure | 6 | Prehospital emergency | 1 | General | GB_stGeneral | 1 | 990 | Separate water supply for deionised water with conductivity measure R 3/4" with digital display and hose-set for in-and outflow | GB_stSeparateWaterSupply | 929.08 | 1 | 431
20 | Infrastructure | 6 | Prehospital emergency | 1 | General | GB_stGeneral | 1 | 991 | Aqua purificator cabinet for two de-mineralising cartridges | GB_stAquaPurificatorCabinetTwoDeMineralisingCartridges | 409.89 | 1 | 37
20 | Infrastructure | 6 | Prehospital emergency | 1 | General | GB_stGeneral | 1 | 992 | TB Laboratory Equipment - DST | GB_stTBLabEquipmentDst | 0 | 0 | 504
20 | Infrastructure | 6 | Prehospital emergency | 1 | General | GB_stGeneral | 1 | 993 | Desiccator, borosilicate glass, inner diameter 150-200 mm, lid with thread GL 32 | GB_stDesiccatorBorosilicateGlassInnerDiameter150200MmLidThreadGl32 | 273.26 | 2 | 134
20 | Infrastructure | 6 | Prehospital emergency | 1 | General | GB_stGeneral | 1 | 994 | Membrane vacuum pump for desiccator, pressure endpoint < 20 mbar | GB_stMembraneVacuumPumpDesiccatorPressureEndpoint20Mbar | 1093.04 | 1 | 297
20 | Infrastructure | 6 | Prehospital emergency | 1 | General | GB_stGeneral | 1 | 995 | Woulff flask consisting of borosilicate glass, 1000 ml with thread GL 45 screw cap | GB_stWoulffFlaskConsistingBorosilicateGlass1000MlThreadGl45ScrewCap | 47.82 | 1 | 586
20 | Infrastructure | 6 | Prehospital emergency | 1 | General | GB_stGeneral | 1 | 996 | Vacuum tube, 3m | GB_stVacuumTube3M | 27.33 | 1 | 559
20 | Infrastructure | 6 | Prehospital emergency | 1 | General | GB_stGeneral | 1 | 997 | Precision balance | GB_stPrecisionBalance | 1366.3 | 1 | 373
20 | Infrastructure | 6 | Prehospital emergency | 1 | General | GB_stGeneral | 1 | 998 | Sterile filling station of culture media, consisting of 250 ml Squibb sedimentation funnels or cylindric dropping funnels, with tube for pressure exchange, stopcocks made of glass and Teflon stopper, outlet diameter 4 mm | GB_stSterileFillingStationCultureMediaConsisting250MlSquibb | 40.99 | 7 | 462
20 | Infrastructure | 6 | Prehospital emergency | 1 | General | GB_stGeneral | 1 | 999 | Refrigerator with freezing department | GB_stNull | 819.78 | 1 | 402
20 | Infrastructure | 6 | Prehospital emergency | 1 | General | GB_stGeneral | 1 | 1000 | Refrigerator | GB_stRefrigerator | 409.89 | 1 | 400
20 | Infrastructure | 6 | Prehospital emergency | 1 | General | GB_stGeneral | 1 | 1001 | Optional: Chest freezer, 70 litres, temperature range: -18 �C to - 28 �C, complete with cassettes and racks | GB_stOptChestFreezer | 1366.3 | 1 | 329
20 | Infrastructure | 6 | Prehospital emergency | 1 | General | GB_stGeneral | 1 | 1002 | Pipettes 1 ml, glass, graduated 0,01 ml, conformity certified, pack of 10 pieces | GB_stPipettes1MlGlassGrad001MlConformityCertifiedPack10Pieces | 27.33 | 3 | 366
20 | Infrastructure | 6 | Prehospital emergency | 1 | General | GB_stGeneral | 1 | 1003 | Pipettes 2 ml, glass, graduated 0,02 ml, conformity certified, pack of 10 pieces | GB_stPipettes2MlGlassGrad002MlConformityCertifiedPack10Pieces | 28.69 | 3 | 368
20 | Infrastructure | 6 | Prehospital emergency | 1 | General | GB_stGeneral | 1 | 1004 | Pipettes 10 ml, glass, graduated 0,05 ml, conformity certified, pack of 10 pieces | GB_stPipettes10MlGlassGrad005MlConformityCertifiedPack10Pieces | 30.06 | 3 | 367
20 | Infrastructure | 6 | Prehospital emergency | 1 | General | GB_stGeneral | 1 | 1005 | Pipettes 5 ml, glass, graduated 0,1 ml, conformity certified, pack of 10 pieces | GB_stPipettes5MlGlassGrad01MlConformityCertifiedPack10Pieces | 31.42 | 3 | 369
20 | Infrastructure | 6 | Prehospital emergency | 1 | General | GB_stGeneral | 1 | 1006 | Pipette box aluminium with lid, autoclavable, suitable for 35 cm long pipettes | GB_stPipetteBoxAluminiumLidAutoclavableSuitable35CmLongPipettes | 136.63 | 10 | 364
20 | Infrastructure | 6 | Prehospital emergency | 1 | General | GB_stGeneral | 1 | 1007 | TB Laboratory Equipment - Additional items for Culture and DST | GB_stTBLabEquipmentAdditionalItemsCultureDst | 0 | 0 | 502
20 | Infrastructure | 6 | Prehospital emergency | 1 | General | GB_stGeneral | 1 | 1008 | Automated analyser for liquid culture media with growth detection based on a fluorescent signal, 960 vials | GB_stAutomatedAnalyserLiquidCultureMedia | 79655.29 | 2 | 46
20 | Infrastructure | 6 | Prehospital emergency | 1 | General | GB_stGeneral | 1 | 1009 | Automated analyser for liquid culture media with growth detection based on a fluorescent signal, 960 vials | GB_stAutomatedAnalyserLiquidCultureMedia | 39827.65 | 2 | 46
20 | Infrastructure | 6 | Prehospital emergency |  |  | GB_stNull | 2 | 1010 | shelf | GB_stShelf | 108 | 5 | 433
20 | Infrastructure | 6 | Prehospital emergency |  |  | GB_stNull | 2 | 1011 | shelf with racks | GB_stShelfRacks | 126 | 4 | 435
20 | Infrastructure | 6 | Prehospital emergency |  |  | GB_stNull | 2 | 1012 | shelf with racks | GB_stShelfRacks | 144 | 12 | 435
20 | Infrastructure | 6 | Prehospital emergency |  |  | GB_stNull | 2 | 1013 | shelf with | GB_stShelfWith | 108 | 4 | 434
20 | Infrastructure | 6 | Prehospital emergency |  |  | GB_stNull | 2 | 1014 | file cabinet 4 drawers | GB_stFileCabinet4Drawers | 155 | 1 | 192
20 | Infrastructure | 6 | Prehospital emergency |  |  | GB_stNull | 2 | 1015 | secretary chair | GB_stSecretaryChair | 45 | 12 | 430
20 | Infrastructure | 6 | Prehospital emergency |  |  | GB_stNull | 2 | 1016 | Stools, Adjustable | GB_stStoolsAdjustable | 54 | 5 | 474
20 | Infrastructure | 6 | Prehospital emergency |  |  | GB_stNull | 2 | 1017 | chair | GB_stChair | 54 | 15 | 95
20 | Infrastructure | 6 | Prehospital emergency |  |  | GB_stNull | 2 | 1018 | stool, revolving | GB_stStoolRevolving | 35 | 15 | 472
20 | Infrastructure | 6 | Prehospital emergency |  |  | GB_stNull | 2 | 1019 | stool, revolving with backrest | GB_stStoolRevolvingBackrest | 68 | 22 | 473
20 | Infrastructure | 6 | Prehospital emergency |  |  | GB_stNull | 2 | 1020 | bath,trough | GB_stBathTrough | 270 | 1 | 56
20 | Infrastructure | 6 | Prehospital emergency |  |  | GB_stNull | 2 | 1021 | step stool | GB_stStepStool | 52 | 10 | 456
20 | Infrastructure | 6 | Prehospital emergency |  |  | GB_stNull | 2 | 1022 | bars, paralel for rehabilitation | GB_stBarsParalelRehabilitation | 819 | 1 | 51
20 | Infrastructure | 6 | Prehospital emergency |  |  | GB_stNull | 2 | 1023 | ergometer | GB_stErgometer | 0 | 3 | 171
20 | Infrastructure | 6 | Prehospital emergency |  |  | GB_stNull | 2 | 1024 | hamper | GB_stHamper | 68 | 109 | 226
20 | Infrastructure | 6 | Prehospital emergency |  |  | GB_stNull | 2 | 1025 | waste disposal with pedal | GB_stWasteDisposalPedal | 46 | 12 | 572
20 | Infrastructure | 6 | Prehospital emergency |  |  | GB_stNull | 2 | 1026 | cart, dressing | GB_stCartDressing | 396 | 16 | 84
20 | Infrastructure | 6 | Prehospital emergency |  |  | GB_stNull | 2 | 1027 | Carts, Linen/Laundry | GB_stCartsLinenLaundry | 167 | 27 | 85
20 | Infrastructure | 6 | Prehospital emergency |  |  | GB_stNull | 2 | 1028 | carts, supermarket for sterilized | GB_stCartsSupermarketSterilized | 360 | 3 | 86
20 | Infrastructure | 6 | Prehospital emergency |  |  | GB_stNull | 2 | 1029 | wheel cart | GB_stWheelCart | 540 | 8 | 1
20 | Infrastructure | 6 | Prehospital emergency |  |  | GB_stNull | 2 | 1030 | Hampers | GB_stHampers | 32 | 22 | 227
20 | Infrastructure | 6 | Prehospital emergency |  |  | GB_stNull | 2 | 1031 | cushion, therapeutic exercises | GB_stCushionTherapeuticExercises | 180 | 1 | 125
20 | Infrastructure | 6 | Prehospital emergency |  |  | GB_stNull | 2 | 1032 | Toileting assistive products | GB_stToiletingAssistiveProducts | 63 | 100 | 534
20 | Infrastructure | 6 | Prehospital emergency |  |  | GB_stNull | 2 | 1033 | infant bedpan | GB_stInfantBedpan | 63 | 17 | 242
20 | Infrastructure | 6 | Prehospital emergency |  |  | GB_stNull | 2 | 1034 | Curtain, general-purpose, single use | GB_stCurtainGeneralPurposeSingleUse | 101 | 39 | 122
20 | Infrastructure | 6 | Prehospital emergency |  |  | GB_stNull | 2 | 1035 | bucket, inox | GB_stBucketInox | 46 | 32 | 71
20 | Infrastructure | 6 | Prehospital emergency |  |  | GB_stNull | 2 | 1036 | steps, finger rehabilitation | GB_stStepsFingerRehabilitation | 144 | 2 | 458
20 | Infrastructure | 6 | Prehospital emergency |  |  | GB_stNull | 2 | 1037 | steps and ramp rehab | GB_stStepsRampRehab | 666 | 1 | 457
20 | Infrastructure | 6 | Prehospital emergency |  |  | GB_stNull | 2 | 1038 | desk, physician | GB_stDeskPhysician | 135 | 11 | 135
20 | Infrastructure | 6 | Prehospital emergency |  |  | GB_stNull | 2 | 1039 | computer terminals, hospital inf system | GB_stComputerTerminalsHospitalInfSystem | 1350 | 17 | 113
20 | Infrastructure | 6 | Prehospital emergency |  |  | GB_stNull | 2 | 1040 | Table, instrument | GB_stTableInstrument | 180 | 3 | 490
20 | Infrastructure | 6 | Prehospital emergency |  |  | GB_stNull | 2 | 1041 | table, mayo | GB_stTableMayo | 108 | 11 | 492
20 | Infrastructure | 6 | Prehospital emergency |  |  | GB_stNull | 2 | 1042 | table, pasteur | GB_stTablePasteur | 180 | 43 | 497
20 | Infrastructure | 6 | Prehospital emergency |  |  | GB_stNull | 2 | 1043 | table, kydney | GB_stTableKydney | 180 | 1 | 491
20 | Infrastructure | 6 | Prehospital emergency |  |  | GB_stNull | 2 | 1044 | Urinals | GB_stUrinals | 33 | 20 | 557
20 | Infrastructure | 6 | Prehospital emergency |  |  | GB_stNull | 2 | 1045 | hanger, radiological aprons | GB_stHangerRadiologicalAprons | 23 | 1 | 229
20 | Infrastructure | 6 | Prehospital emergency |  |  | GB_stNull | 2 | 1046 | Toileting assistive products | GB_stToiletingAssistiveProducts | 81 | 20 | 534
20 | Infrastructure | 6 | Prehospital emergency |  |  | GB_stNull | 2 | 1047 | Intravenous hanger | GB_stIntravenousHanger | 54 | 84 | 249
20 | Infrastructure | 6 | Prehospital emergency |  |  | GB_stNull | 2 | 1048 | clock, wall | GB_stClockWall | 45 | 2 | 107
20 | Infrastructure | 6 | Prehospital emergency |  |  | GB_stNull | 2 | 1049 | rail, infusion | GB_stRailInfusion | 41 | 31 | 393
20 | Infrastructure | 6 | Prehospital emergency |  |  | GB_stNull | 2 | 1050 | Wheelchair, <specify> | GB_stWheelchairSpecify | 405 | 17 | 580
20 | Infrastructure | 6 | Prehospital emergency |  |  | GB_stNull | 2 | 1051 | Cabinets, Storage, Bedpan/Urinal | GB_stCabinetsStorageBedpanUrinal | 743 | 1 | 80
20 | Infrastructure | 7 | Free-standing general outpatient clinic | 1 | General | GB_stGeneral | 1 | 519 | Accelerator system, linear | GB_stAcceleratorSystemLinear | 750000 | 1 | 5
20 | Infrastructure | 7 | Free-standing general outpatient clinic | 1 | General | GB_stGeneral | 1 | 520 | Anaesthesia gas delivery unit | GB_stAnaesthesiaGasDeliveryUnit | 80063.98 | 6 | 8
20 | Infrastructure | 7 | Free-standing general outpatient clinic | 1 | General | GB_stGeneral | 1 | 521 | Anaesthesia system, general-purpose | GB_stAnaesthesiaSystemGeneralPurpose | 86306.2 | 1 | 11
20 | Infrastructure | 7 | Free-standing general outpatient clinic | 1 | General | GB_stGeneral | 1 | 522 | Analyser, blood culture, automated | GB_stAnalyserBloodCultureAutomated | 8164.8 | 1 | 13
20 | Infrastructure | 7 | Free-standing general outpatient clinic | 1 | General | GB_stGeneral | 1 | 523 | Analyser, blood gas, general-purpose | GB_stAnalyserBloodGasGeneralPurpose | 58965.93 | 2 | 14
20 | Infrastructure | 7 | Free-standing general outpatient clinic | 1 | General | GB_stGeneral | 1 | 524 | Analyser, clinical chemistry, automated, discrete | GB_stAnalyserClinicalChemistryAutomatedDiscrete | 26987.23 | 2 | 16
20 | Infrastructure | 7 | Free-standing general outpatient clinic | 1 | General | GB_stGeneral | 1 | 525 | Analyser, electrolyte, flame photometer | GB_stAnalyserElectrolyteFlamePhotometer | 58965.93 | 4 | 17
20 | Infrastructure | 7 | Free-standing general outpatient clinic | 1 | General | GB_stGeneral | 1 | 526 | Analyser, electrophoresis, protein fractionation | GB_stAnalyserElectrophoresisProteinFractionation | 57000 | 1 | 18
20 | Infrastructure | 7 | Free-standing general outpatient clinic | 1 | General | GB_stGeneral | 1 | 527 | Analyser, haematology, blood grouping | GB_stAnalyserHaematologyBloodGrouping | 6248 | 2 | 20
20 | Infrastructure | 7 | Free-standing general outpatient clinic | 1 | General | GB_stGeneral | 1 | 528 | Analyser, haematology, cell-differential | GB_stAnalyserHaematologyCellDifferential | 563.71 | 2 | 21
20 | Infrastructure | 7 | Free-standing general outpatient clinic | 1 | General | GB_stGeneral | 1 | 529 | Analyser, immunoassay, chemiluminescent | GB_stAnalyserImmunoassayChemiluminescent | 42000 | 2 | 24
20 | Infrastructure | 7 | Free-standing general outpatient clinic | 1 | General | GB_stGeneral | 1 | 530 | Analyser, immunoassay, enzyme | GB_stAnalyserImmunoassayEnzyme | 9000 | 1 | 25
20 | Infrastructure | 7 | Free-standing general outpatient clinic | 1 | General | GB_stGeneral | 1 | 531 | Analyser, immunoassay, fluorescent | GB_stAnalyserImmunoassayFluorescent | 25000 | 1 | 26
20 | Infrastructure | 7 | Free-standing general outpatient clinic | 1 | General | GB_stGeneral | 1 | 532 | Analyser, immunoassay, light transmission | GB_stAnalyserImmunoassayLightTransmission | 0 | 1 | 27
20 | Infrastructure | 7 | Free-standing general outpatient clinic | 1 | General | GB_stGeneral | 1 | 533 | Analyser, immunoassay, radioisotopic | GB_stAnalyserImmunoassayRadioisotopic | 0 | 1 | 28
20 | Infrastructure | 7 | Free-standing general outpatient clinic | 1 | General | GB_stGeneral | 1 | 534 | Analyser, photometer, general-purpose | GB_stAnalyserPhotometerGeneralPurpose | 3045.4 | 3 | 30
20 | Infrastructure | 7 | Free-standing general outpatient clinic | 1 | General | GB_stGeneral | 1 | 535 | Analyser, urine | GB_stAnalyserUrine | 1289.99 | 1 | 31
20 | Infrastructure | 7 | Free-standing general outpatient clinic | 1 | General | GB_stGeneral | 1 | 536 | Apheresis unit | GB_stApheresisUnit | 10000 | 1 | 36
20 | Infrastructure | 7 | Free-standing general outpatient clinic | 1 | General | GB_stGeneral | 1 | 537 | Arthroscope, flexible, fibreoptic | GB_stArthroscopeFlexibleFibreoptic | 1000 | 1 | 38
20 | Infrastructure | 7 | Free-standing general outpatient clinic | 1 | General | GB_stGeneral | 1 | 538 | Articulator, dental | GB_stArticulatorDental | 0 | 1 | 39
20 | Infrastructure | 7 | Free-standing general outpatient clinic | 1 | General | GB_stGeneral | 1 | 539 | Audiometer, impedance | GB_stAudiometerImpedance | 0 | 1 | 40
20 | Infrastructure | 7 | Free-standing general outpatient clinic | 1 | General | GB_stGeneral | 1 | 540 | Audiometer, pure-tone | GB_stAudiometerPureTone | 0 | 2 | 41
20 | Infrastructure | 7 | Free-standing general outpatient clinic | 1 | General | GB_stGeneral | 1 | 541 | Bar-code reader | GB_stBarCodeReader | 0 | 1 | 50
20 | Infrastructure | 7 | Free-standing general outpatient clinic | 1 | General | GB_stGeneral | 1 | 542 | Bath, hydro-massage therapy | GB_stBathHydroMassageTherapy | 2720 | 1 | 53
20 | Infrastructure | 7 | Free-standing general outpatient clinic | 1 | General | GB_stGeneral | 1 | 543 | Bath, paraffin, physical therapy | GB_stBathParaffinPhysicalTherapy | 4426.84 | 1 | 54
20 | Infrastructure | 7 | Free-standing general outpatient clinic | 1 | General | GB_stGeneral | 1 | 544 | Bath, ultrasonic | GB_stBathUltrasonic | 33843.23 | 1 | 55
20 | Infrastructure | 7 | Free-standing general outpatient clinic | 1 | General | GB_stGeneral | 1 | 545 | Bed, general-purpose, electrically-powered | GB_stBedGeneralPurposeElectricallyPowered | 19344.18 | 11 | 57
20 | Infrastructure | 7 | Free-standing general outpatient clinic | 1 | General | GB_stGeneral | 1 | 546 | Bed, general-purpose, manually-operated | GB_stBedGeneralPurposeManuallyOperated | 4603.04 | 3 | 58
20 | Infrastructure | 7 | Free-standing general outpatient clinic | 1 | General | GB_stGeneral | 1 | 547 | Bed, infant, general-purpose | GB_stBedInfantGeneralPurpose | 1000 | 3 | 59
20 | Infrastructure | 7 | Free-standing general outpatient clinic | 1 | General | GB_stGeneral | 1 | 548 | Bed, orthopedic | GB_stBedOrthopedic | 1000 | 1 | 60
20 | Infrastructure | 7 | Free-standing general outpatient clinic | 1 | General | GB_stGeneral | 1 | 549 | Bed, paediatric | GB_stBedPaediatric | 2398.01 | 1 | 61
20 | Infrastructure | 7 | Free-standing general outpatient clinic | 1 | General | GB_stGeneral | 1 | 550 | Bedpan, general-purpose | GB_stBedpanGeneralPurpose | 40.32 | 13 | 62
20 | Infrastructure | 7 | Free-standing general outpatient clinic | 1 | General | GB_stGeneral | 1 | 551 | Board, arm | GB_stBoardArm | 200 | 1 | 64
20 | Infrastructure | 7 | Free-standing general outpatient clinic | 1 | General | GB_stGeneral | 1 | 552 | Bowl, emesis, reusable | GB_stBowlEmesisReusable | 5.42 | 16 | 66
20 | Infrastructure | 7 | Free-standing general outpatient clinic | 1 | General | GB_stGeneral | 1 | 553 | Bowl, washing | GB_stBowlWashing | 7.18 | 36 | 68
20 | Infrastructure | 7 | Free-standing general outpatient clinic | 1 | General | GB_stGeneral | 1 | 554 | Bucket, swab | GB_stBucketSwab | 44.97 | 102 | 72
20 | Infrastructure | 7 | Free-standing general outpatient clinic | 1 | General | GB_stGeneral | 1 | 555 | Bunsen burner | GB_stBunsenBurner | 38.78 | 2 | 73
20 | Infrastructure | 7 | Free-standing general outpatient clinic | 1 | General | GB_stGeneral | 1 | 556 | Cabinet, bedside | GB_stCabinetBedside | 65.33 | 5 | 75
20 | Infrastructure | 7 | Free-standing general outpatient clinic | 1 | General | GB_stGeneral | 1 | 557 | Cabinet, dental | GB_stCabinetDental | 179.82 | 1 | 76
20 | Infrastructure | 7 | Free-standing general outpatient clinic | 1 | General | GB_stGeneral | 1 | 558 | Cabinet, instrument, general-purpose | GB_stCabinetInstrumentGeneralPurpose | 179.82 | 6 | 77
20 | Infrastructure | 7 | Free-standing general outpatient clinic | 1 | General | GB_stGeneral | 1 | 559 | Cabinet, medicine | GB_stCabinetMedicine | 179.82 | 26 | 78
20 | Infrastructure | 7 | Free-standing general outpatient clinic | 1 | General | GB_stGeneral | 1 | 560 | Cabinet, slide storage | GB_stCabinetSlideStorage | 1931.53 | 2 | 79
20 | Infrastructure | 7 | Free-standing general outpatient clinic | 1 | General | GB_stGeneral | 1 | 561 | CAD/CAM unit, radiotherapy beam block | GB_stCadCamUnitRadiotherapyBeamBlock | 4000 | 1 | 82
20 | Infrastructure | 7 | Free-standing general outpatient clinic | 1 | General | GB_stGeneral | 1 | 562 | Calliper, skinfold, manually-operated | GB_stCalliperSkinfoldManuallyOperated | 926.71 | 1 | 83
20 | Infrastructure | 7 | Free-standing general outpatient clinic | 1 | General | GB_stGeneral | 1 | 563 | Cast cutter, electrically-powered | GB_stCastCutterElectricallyPowered | 1692.25 | 1 | 87
20 | Infrastructure | 7 | Free-standing general outpatient clinic | 1 | General | GB_stGeneral | 1 | 564 | Centrifuge, cell washing | GB_stCentrifugeCellWashing | 93836.72 | 2 | 92
20 | Infrastructure | 7 | Free-standing general outpatient clinic | 1 | General | GB_stGeneral | 1 | 565 | Centrifuge, cytology | GB_stCentrifugeCytology | 2118.38 | 1 | 93
20 | Infrastructure | 7 | Free-standing general outpatient clinic | 1 | General | GB_stGeneral | 1 | 566 | Centrifuge, general-purpose laboratory | GB_stCentrifugeGeneralPurposeLab | 12253.38 | 8 | 94
20 | Infrastructure | 7 | Free-standing general outpatient clinic | 1 | General | GB_stGeneral | 1 | 567 | Chair, bath/shower | GB_stChairBathShower | 95.65 | 5 | 96
20 | Infrastructure | 7 | Free-standing general outpatient clinic | 1 | General | GB_stGeneral | 1 | 568 | Chair, blood donor | GB_stChairBloodDonor | 1679.08 | 1 | 97
20 | Infrastructure | 7 | Free-standing general outpatient clinic | 1 | General | GB_stGeneral | 1 | 569 | Chair, examination/treatment, electrically-powered | GB_stChairExaminationTreatElectricallyPowered | 732.95 | 16 | 99
20 | Infrastructure | 7 | Free-standing general outpatient clinic | 1 | General | GB_stGeneral | 1 | 570 | Chair, operator, dental | GB_stChairOperatorDental | 99.36 | 1 | 100
20 | Infrastructure | 7 | Free-standing general outpatient clinic | 1 | General | GB_stGeneral | 1 | 571 | Chart, eye, Amsler grid | GB_stChartEyeAmslerGrid | 0 | 1 | 102
20 | Infrastructure | 7 | Free-standing general outpatient clinic | 1 | General | GB_stGeneral | 1 | 572 | Chart, eye, colour discrimination | GB_stChartEyeColourDiscrimination | 209.41 | 1 | 103
20 | Infrastructure | 7 | Free-standing general outpatient clinic | 1 | General | GB_stGeneral | 1 | 573 | Chart, eye, visual acuity | GB_stChartEyeVisualAcuity | 96 | 1 | 104
20 | Infrastructure | 7 | Free-standing general outpatient clinic | 1 | General | GB_stGeneral | 1 | 574 | Chart, patient record | GB_stChartPatientRecord | 25.93 | 6 | 105
20 | Infrastructure | 7 | Free-standing general outpatient clinic | 1 | General | GB_stGeneral | 1 | 575 | Circulatory assist system, intra-aortic balloon | GB_stCirculatoryAssistSystemIntraAorticBalloon | 35000 | 1 | 106
20 | Infrastructure | 7 | Free-standing general outpatient clinic | 1 | General | GB_stGeneral | 1 | 576 | Colposcope | GB_stColposcope | 39548.65 | 2 | 108
20 | Infrastructure | 7 | Free-standing general outpatient clinic | 1 | General | GB_stGeneral | 1 | 577 | Contrast medium injector system, powered, multiphase | GB_stContrastMediumInjectorSystemPoweredMultiphase | 30523.2 | 2 | 117
20 | Infrastructure | 7 | Free-standing general outpatient clinic | 1 | General | GB_stGeneral | 1 | 578 | Cryosurgical unit, general-purpose | GB_stCryosurgicalUnitGeneralPurpose | 23691.15 | 2 | 118
20 | Infrastructure | 7 | Free-standing general outpatient clinic | 1 | General | GB_stGeneral | 1 | 579 | Cup, medicine | GB_stCupMedicine | 13.14 | 6 | 121
20 | Infrastructure | 7 | Free-standing general outpatient clinic | 1 | General | GB_stGeneral | 1 | 580 | Cushion, lumbar | GB_stCushionLumbar | 0 | 2 | 124
20 | Infrastructure | 7 | Free-standing general outpatient clinic | 1 | General | GB_stGeneral | 1 | 581 | Cystourethroscope, flexible, video | GB_stCystourethroscopeFlexibleVideo | 41050.75 | 2 | 126
20 | Infrastructure | 7 | Free-standing general outpatient clinic | 1 | General | GB_stGeneral | 1 | 582 | Darkroom film bin, diagnostic imaging | GB_stDarkroomFilmBinDiagImaging | 780.1 | 1 | 127
20 | Infrastructure | 7 | Free-standing general outpatient clinic | 1 | General | GB_stGeneral | 1 | 583 | Darkroom light, diagnostic imaging | GB_stDarkroomLightDiagImaging | 251.76 | 1 | 128
20 | Infrastructure | 7 | Free-standing general outpatient clinic | 1 | General | GB_stGeneral | 1 | 584 | Defibrillator,semi-automated | GB_stDefibrillatorSemiAutomated | 17156.73 | 1 | 131
20 | Infrastructure | 7 | Free-standing general outpatient clinic | 1 | General | GB_stGeneral | 1 | 585 | Dialyser reprocessing system | GB_stDialyserReprocessingSystem | 10470.72 | 1 | 136
20 | Infrastructure | 7 | Free-standing general outpatient clinic | 1 | General | GB_stGeneral | 1 | 586 | Dialysis system, haemo- | GB_stDialysisSystemHaemo | 4188.29 | 2 | 137
20 | Infrastructure | 7 | Free-standing general outpatient clinic | 1 | General | GB_stGeneral | 1 | 587 | Dialysis system, peritoneal | GB_stDialysisSystemPeritoneal | 2408.27 | 1 | 138
20 | Infrastructure | 7 | Free-standing general outpatient clinic | 1 | General | GB_stGeneral | 1 | 588 | Dictaphone system, digital | GB_stDictaphoneSystemDigital | 200 | 1 | 139
20 | Infrastructure | 7 | Free-standing general outpatient clinic | 1 | General | GB_stGeneral | 1 | 589 | Digital imaging scanner, radiographic | GB_stDigitalImagingScannerRadiographic | 42615.83 | 1 | 140
20 | Infrastructure | 7 | Free-standing general outpatient clinic | 1 | General | GB_stGeneral | 1 | 590 | Dilator, vaginal | GB_stDilatorVaginal | 15.8 | 1 | 141
20 | Infrastructure | 7 | Free-standing general outpatient clinic | 1 | General | GB_stGeneral | 1 | 591 | Dispenser, liquid, laboratory, electronic | GB_stDispenserLiquidLabElectronic | 300 | 1 | 145
20 | Infrastructure | 7 | Free-standing general outpatient clinic | 1 | General | GB_stGeneral | 1 | 592 | Dispenser, medication, liquid | GB_stDispenserMedicationLiquid | 5.36 | 1 | 146
20 | Infrastructure | 7 | Free-standing general outpatient clinic | 1 | General | GB_stGeneral | 1 | 593 | Dispenser, medication, narcotic control | GB_stDispenserMedicationNarcoticControl | 400 | 5 | 147
20 | Infrastructure | 7 | Free-standing general outpatient clinic | 1 | General | GB_stGeneral | 1 | 594 | Dispenser, paraffin | GB_stDispenserParaffin | 0 | 1 | 148
20 | Infrastructure | 7 | Free-standing general outpatient clinic | 1 | General | GB_stGeneral | 1 | 595 | Dispenser, soap | GB_stDispenserSoap | 395.2 | 2 | 149
20 | Infrastructure | 7 | Free-standing general outpatient clinic | 1 | General | GB_stGeneral | 1 | 596 | Distension unit, fluid, arthroscopic | GB_stDistensionUnitFluidArthroscopic | 1500 | 1 | 150
20 | Infrastructure | 7 | Free-standing general outpatient clinic | 1 | General | GB_stGeneral | 1 | 597 | Dosimeter, radiation, film badge | GB_stDosimeterRadiationFilmBadge | 2000 | 1 | 155
20 | Infrastructure | 7 | Free-standing general outpatient clinic | 1 | General | GB_stGeneral | 1 | 598 | Electrical conductivity measuring instrument, haemodialysis solution | GB_stElectricalConductivityMeasInstrumentHaemodialysisSolution | 0 | 1 | 158
20 | Infrastructure | 7 | Free-standing general outpatient clinic | 1 | General | GB_stGeneral | 1 | 599 | Electrocardiograph, general-purpose | GB_stElectrocardiographGeneralPurpose | 6891.47 | 7 | 159
20 | Infrastructure | 7 | Free-standing general outpatient clinic | 1 | General | GB_stGeneral | 1 | 600 | Electroencephalograph | GB_stElectroencephalograph | 38949.68 | 1 | 160
20 | Infrastructure | 7 | Free-standing general outpatient clinic | 1 | General | GB_stGeneral | 1 | 601 | Electromyograph | GB_stElectromyograph | 37694.59 | 1 | 161
20 | Infrastructure | 7 | Free-standing general outpatient clinic | 1 | General | GB_stGeneral | 1 | 602 | Electronystagmograph | GB_stElectronystagmograph | 2000 | 1 | 164
20 | Infrastructure | 7 | Free-standing general outpatient clinic | 1 | General | GB_stGeneral | 1 | 603 | Electrosurgical system generator, general-purpose | GB_stElectrosurgicalSystemGeneratorGeneralPurpose | 8851.89 | 7 | 165
20 | Infrastructure | 7 | Free-standing general outpatient clinic | 1 | General | GB_stGeneral | 1 | 604 | Endoscopic video image processor | GB_stEndoscopicVideoImageProcessor | 36196.59 | 1 | 167
20 | Infrastructure | 7 | Free-standing general outpatient clinic | 1 | General | GB_stGeneral | 1 | 605 | Endoscopic video imaging system | GB_stEndoscopicVideoImagingSystem | 36196.59 | 1 | 168
20 | Infrastructure | 7 | Free-standing general outpatient clinic | 1 | General | GB_stGeneral | 1 | 606 | ENT treatment system | GB_stEntTreatSystem | 10784.74 | 2 | 169
20 | Infrastructure | 7 | Free-standing general outpatient clinic | 1 | General | GB_stGeneral | 1 | 607 | Evacuator, smoke, surgical | GB_stEvacuatorSmokeSurgical | 800 | 2 | 178
20 | Infrastructure | 7 | Free-standing general outpatient clinic | 1 | General | GB_stGeneral | 1 | 608 | Exerciser, continuous passive motion, arm | GB_stExerciserContinuousPassiveMotionArm | 8805.89 | 1 | 180
20 | Infrastructure | 7 | Free-standing general outpatient clinic | 1 | General | GB_stGeneral | 1 | 609 | Exerciser, continuous passive motion, leg | GB_stExerciserContinuousPassiveMotionLeg | 8805.89 | 1 | 181
20 | Infrastructure | 7 | Free-standing general outpatient clinic | 1 | General | GB_stGeneral | 1 | 610 | Exerciser, finger | GB_stExerciserFinger | 2500 | 1 | 182
20 | Infrastructure | 7 | Free-standing general outpatient clinic | 1 | General | GB_stGeneral | 1 | 611 | Exerciser, hand | GB_stExerciserHand | 2500 | 2 | 183
20 | Infrastructure | 7 | Free-standing general outpatient clinic | 1 | General | GB_stGeneral | 1 | 612 | Exerciser, hand rails | GB_stExerciserHandRails | 18834.43 | 2 | 184
20 | Infrastructure | 7 | Free-standing general outpatient clinic | 1 | General | GB_stGeneral | 1 | 613 | Exerciser, leg | GB_stExerciserLeg | 0 | 1 | 185
20 | Infrastructure | 7 | Free-standing general outpatient clinic | 1 | General | GB_stGeneral | 1 | 614 | Exerciser, neck | GB_stExerciserNeck | 0 | 1 | 186
20 | Infrastructure | 7 | Free-standing general outpatient clinic | 1 | General | GB_stGeneral | 1 | 615 | Exerciser, shoulder | GB_stExerciserShoulder | 0 | 1 | 187
20 | Infrastructure | 7 | Free-standing general outpatient clinic | 1 | General | GB_stGeneral | 1 | 616 | Exerciser, stairs | GB_stExerciserStairs | 0 | 1 | 188
20 | Infrastructure | 7 | Free-standing general outpatient clinic | 1 | General | GB_stGeneral | 1 | 617 | Exophthalmometer | GB_stExophthalmometer | 0 | 1 | 190
20 | Infrastructure | 7 | Free-standing general outpatient clinic | 1 | General | GB_stGeneral | 1 | 618 | Extraction system, orthopaedic cement | GB_stExtractionSystemOrthopaedicCement | 0 | 1 | 191
20 | Infrastructure | 7 | Free-standing general outpatient clinic | 1 | General | GB_stGeneral | 1 | 619 | Flowmeter, oxygen therapy | GB_stFlowmeterOxygenTherapy | 83.15 | 29 | 195
20 | Infrastructure | 7 | Free-standing general outpatient clinic | 1 | General | GB_stGeneral | 1 | 620 | Fluid delivery mount, general-purpose | GB_stFluidDeliveryMountGeneralPurpose | 72.61 | 46 | 196
20 | Infrastructure | 7 | Free-standing general outpatient clinic | 1 | General | GB_stGeneral | 1 | 621 | Focimeter | GB_stFocimeter | 650 | 1 | 197
20 | Infrastructure | 7 | Free-standing general outpatient clinic | 1 | General | GB_stGeneral | 1 | 622 | Foetal heart detector, phono | GB_stFoetalHeartDetectorPhono | 843 | 3 | 198
20 | Infrastructure | 7 | Free-standing general outpatient clinic | 1 | General | GB_stGeneral | 1 | 623 | Foot arch tracing unit | GB_stFootArchTracingUnit | 154.58 | 2 | 199
20 | Infrastructure | 7 | Free-standing general outpatient clinic | 1 | General | GB_stGeneral | 1 | 624 | Footstool, conductive | GB_stFootstoolConductive | 42.63 | 41 | 200
20 | Infrastructure | 7 | Free-standing general outpatient clinic | 1 | General | GB_stGeneral | 1 | 625 | Forceps, sterilizer transfer | GB_stForcepsSterilizerTransfer | 20.64 | 31 | 202
20 | Infrastructure | 7 | Free-standing general outpatient clinic | 1 | General | GB_stGeneral | 1 | 626 | Fork, tuning | GB_stForkTuning | 80 | 5 | 204
20 | Infrastructure | 7 | Free-standing general outpatient clinic | 1 | General | GB_stGeneral | 1 | 627 | Freezer, blood product | GB_stFreezerBloodProduct | 10235.65 | 2 | 206
20 | Infrastructure | 7 | Free-standing general outpatient clinic | 1 | General | GB_stGeneral | 1 | 628 | Freezer, ultra-low | GB_stFreezerUltraLow | 0 | 1 | 207
20 | Infrastructure | 7 | Free-standing general outpatient clinic | 1 | General | GB_stGeneral | 1 | 629 | Furnace, dental, porcelain | GB_stFurnaceDentalPorcelain | 2000 | 1 | 211
20 | Infrastructure | 7 | Free-standing general outpatient clinic | 1 | General | GB_stGeneral | 1 | 630 | Gasometer | GB_stGasometer | 58965.93 | 4 | 212
20 | Infrastructure | 7 | Free-standing general outpatient clinic | 1 | General | GB_stGeneral | 1 | 631 | Glucose meter, self-testing | GB_stGlucoseMeterSelfTest | 400.75 | 5 | 222
20 | Infrastructure | 7 | Free-standing general outpatient clinic | 1 | General | GB_stGeneral | 1 | 632 | Haematological separator, cell/plasma | GB_stHaematologicalSeparatorCellPlasma | 2480.94 | 1 | 224
20 | Infrastructure | 7 | Free-standing general outpatient clinic | 1 | General | GB_stGeneral | 1 | 633 | Hammer, percussion | GB_stHammerPercussion | 188.47 | 12 | 225
20 | Infrastructure | 7 | Free-standing general outpatient clinic | 1 | General | GB_stGeneral | 1 | 634 | Hamper | GB_stHamper | 14.51 | 3 | 226
20 | Infrastructure | 7 | Free-standing general outpatient clinic | 1 | General | GB_stGeneral | 1 | 635 | Heater, infant, mobile | GB_stHeaterInfantMobile | 1500 | 4 | 231
20 | Infrastructure | 7 | Free-standing general outpatient clinic | 1 | General | GB_stGeneral | 1 | 636 | Heating/cooling pad control unit | GB_stHeatingCoolingPadControlUnit | 9000 | 2 | 232
20 | Infrastructure | 7 | Free-standing general outpatient clinic | 1 | General | GB_stGeneral | 1 | 637 | Humidifier, heated | GB_stHumidifierHeated | 1570.61 | 2 | 234
20 | Infrastructure | 7 | Free-standing general outpatient clinic | 1 | General | GB_stGeneral | 1 | 638 | Hysteroscope, flexible, video | GB_stHysteroscopeFlexibleVideo | 25711.86 | 1 | 236
20 | Infrastructure | 7 | Free-standing general outpatient clinic | 1 | General | GB_stGeneral | 1 | 639 | Incubator, infant, stationary | GB_stIncubatorInfantStationary | 18737.59 | 2 | 238
20 | Infrastructure | 7 | Free-standing general outpatient clinic | 1 | General | GB_stGeneral | 1 | 640 | Incubator, infant, transportable | GB_stIncubatorInfantTransportable | 17025.27 | 2 | 239
20 | Infrastructure | 7 | Free-standing general outpatient clinic | 1 | General | GB_stGeneral | 1 | 641 | Incubator, laboratory, aerobic | GB_stIncubatorLabAerobic | 1500 | 1 | 240
20 | Infrastructure | 7 | Free-standing general outpatient clinic | 1 | General | GB_stGeneral | 1 | 642 | Incubator, laboratory, anaerobic | GB_stIncubatorLabAnaerobic | 2000 | 1 | 241
20 | Infrastructure | 7 | Free-standing general outpatient clinic | 1 | General | GB_stGeneral | 1 | 643 | Information system, radiology | GB_stInformationSystemRadiology | 50000 | 1 | 243
20 | Infrastructure | 7 | Free-standing general outpatient clinic | 1 | General | GB_stGeneral | 1 | 644 | Infusion pump, multichannel | GB_stInfusionPumpMultichannel | 2284.86 | 15 | 245
20 | Infrastructure | 7 | Free-standing general outpatient clinic | 1 | General | GB_stGeneral | 1 | 645 | Infusion pump, syringe | GB_stInfusionPumpSyringe | 4000 | 4 | 246
20 | Infrastructure | 7 | Free-standing general outpatient clinic | 1 | General | GB_stGeneral | 1 | 646 | Joint movement tester | GB_stJointMovementTester | 0 | 1 | 251
20 | Infrastructure | 7 | Free-standing general outpatient clinic | 1 | General | GB_stGeneral | 1 | 647 | Keratome, line-powered | GB_stKeratomeLinePowered | 20000 | 1 | 252
20 | Infrastructure | 7 | Free-standing general outpatient clinic | 1 | General | GB_stGeneral | 1 | 648 | Kick bucket | GB_stKickBucket | 44.97 | 29 | 253
20 | Infrastructure | 7 | Free-standing general outpatient clinic | 1 | General | GB_stGeneral | 1 | 649 | Labelling machine | GB_stLabellingMachine | 0 | 1 | 254
20 | Infrastructure | 7 | Free-standing general outpatient clinic | 1 | General | GB_stGeneral | 1 | 650 | Laminar airflow unit, stationary, pharmaceutical | GB_stLaminarAirflowUnitStationaryPharmaceutical | 6878.11 | 1 | 262
20 | Infrastructure | 7 | Free-standing general outpatient clinic | 1 | General | GB_stGeneral | 1 | 651 | Laminar, airflow unit, mobile | GB_stLaminarAirflowUnitMobile | 6310.44 | 5 | 263
20 | Infrastructure | 7 | Free-standing general outpatient clinic | 1 | General | GB_stGeneral | 1 | 652 | Laryngoscope, intubation | GB_stLaryngoscopeIntubation | 843.43 | 1 | 264
20 | Infrastructure | 7 | Free-standing general outpatient clinic | 1 | General | GB_stGeneral | 1 | 653 | Laser, argon | GB_stLaserArgon | 20000 | 1 | 265
20 | Infrastructure | 7 | Free-standing general outpatient clinic | 1 | General | GB_stGeneral | 1 | 654 | Laser, Nd:YAG | GB_stLaserNdYag | 89000 | 1 | 267
20 | Infrastructure | 7 | Free-standing general outpatient clinic | 1 | General | GB_stGeneral | 1 | 655 | Lavage unit, ENT | GB_stLavageUnitEnt | 1426.11 | 1 | 268
20 | Infrastructure | 7 | Free-standing general outpatient clinic | 1 | General | GB_stGeneral | 1 | 656 | Lens set, trial | GB_stLensSetTrial | 1234.05 | 1 | 269
20 | Infrastructure | 7 | Free-standing general outpatient clinic | 1 | General | GB_stGeneral | 1 | 657 | Lift, patient transfer, mobile | GB_stLiftPatientTransferMobile | 0 | 1 | 270
20 | Infrastructure | 7 | Free-standing general outpatient clinic | 1 | General | GB_stGeneral | 1 | 658 | Light source, endoscope, line-powered | GB_stLightSourceEndoscopeLinePowered | 300.92 | 1 | 271
20 | Infrastructure | 7 | Free-standing general outpatient clinic | 1 | General | GB_stGeneral | 1 | 659 | Light system, surgical | GB_stLightSystemSurgical | 8876.09 | 15 | 272
20 | Infrastructure | 7 | Free-standing general outpatient clinic | 1 | General | GB_stGeneral | 1 | 660 | Light therapy unit, infrared | GB_stLightTherapyUnitInfrared | 0 | 1 | 273
20 | Infrastructure | 7 | Free-standing general outpatient clinic | 1 | General | GB_stGeneral | 1 | 661 | Light therapy unit, photo | GB_stLightTherapyUnitPhoto | 3232.97 | 4 | 274
20 | Infrastructure | 7 | Free-standing general outpatient clinic | 1 | General | GB_stGeneral | 1 | 662 | Light, examination, hand-held, battery-powered | GB_stLightExaminationHandHeldBatteryPowered | 0 | 18 | 276
20 | Infrastructure | 7 | Free-standing general outpatient clinic | 1 | General | GB_stGeneral | 1 | 663 | Light, examination, mobile | GB_stLightExaminationMobile | 533.18 | 57 | 277
20 | Infrastructure | 7 | Free-standing general outpatient clinic | 1 | General | GB_stGeneral | 1 | 664 | Light, head-worn | GB_stLightHeadWorn | 298.29 | 11 | 278
20 | Infrastructure | 7 | Free-standing general outpatient clinic | 1 | General | GB_stGeneral | 1 | 665 | Loupe, binocular | GB_stLoupeBinocular | 0 | 1 | 283
20 | Infrastructure | 7 | Free-standing general outpatient clinic | 1 | General | GB_stGeneral | 1 | 666 | Mask, resuscitation | GB_stMaskResuscitation | 0 | 3 | 287
20 | Infrastructure | 7 | Free-standing general outpatient clinic | 1 | General | GB_stGeneral | 1 | 667 | Massager, physical therapy | GB_stMassagerPhysicalTherapy | 500 | 1 | 288
20 | Infrastructure | 7 | Free-standing general outpatient clinic | 1 | General | GB_stGeneral | 1 | 668 | Mattress, bed, general-purpose | GB_stMattressBedGeneralPurpose | 1026.13 | 16 | 289
20 | Infrastructure | 7 | Free-standing general outpatient clinic | 1 | General | GB_stGeneral | 1 | 669 | Mattress, bed, water | GB_stMattressBedWater | 0 | 4 | 290
20 | Infrastructure | 7 | Free-standing general outpatient clinic | 1 | General | GB_stGeneral | 1 | 670 | Microscope, light | GB_stMicroscopeLight | 4134.05 | 8 | 298
20 | Infrastructure | 7 | Free-standing general outpatient clinic | 1 | General | GB_stGeneral | 1 | 671 | Microscope, phase contrast | GB_stMicroscopePhaseContrast | 4400 | 1 | 299
20 | Infrastructure | 7 | Free-standing general outpatient clinic | 1 | General | GB_stGeneral | 1 | 672 | Microscope, surgical, general-purpose | GB_stMicroscopeSurgicalGeneralPurpose | 4000 | 1 | 300
20 | Infrastructure | 7 | Free-standing general outpatient clinic | 1 | General | GB_stGeneral | 1 | 673 | Microscope, surgical, ophthalmic | GB_stMicroscopeSurgicalOphthalmic | 4000 | 1 | 302
20 | Infrastructure | 7 | Free-standing general outpatient clinic | 1 | General | GB_stGeneral | 1 | 674 | Mirror, posture | GB_stMirrorPosture | 204.78 | 1 | 304
20 | Infrastructure | 7 | Free-standing general outpatient clinic | 1 | General | GB_stGeneral | 1 | 675 | Mixer, breathing gas | GB_stMixerBreathingGas | 1570.61 | 2 | 305
20 | Infrastructure | 7 | Free-standing general outpatient clinic | 1 | General | GB_stGeneral | 1 | 676 | Mixer, dental, amalgam | GB_stMixerDentalAmalgam | 160 | 1 | 306
20 | Infrastructure | 7 | Free-standing general outpatient clinic | 1 | General | GB_stGeneral | 1 | 677 | Monitor, VDU, colour | GB_stMonitorVduColour | 0 | 1 | 307
20 | Infrastructure | 7 | Free-standing general outpatient clinic | 1 | General | GB_stGeneral | 1 | 678 | Mount, monitor/television set | GB_stMountMonitorTelevisionSet | 0 | 2 | 308
20 | Infrastructure | 7 | Free-standing general outpatient clinic | 1 | General | GB_stGeneral | 1 | 679 | Nasopharyngoscope, flexible, fibreoptic | GB_stNasopharyngoscopeFlexibleFibreoptic | 1340282.18 | 1 | 312
20 | Infrastructure | 7 | Free-standing general outpatient clinic | 1 | General | GB_stGeneral | 1 | 680 | Nebulizer, heated | GB_stNebulizerHeated | 875.07 | 2 | 313
20 | Infrastructure | 7 | Free-standing general outpatient clinic | 1 | General | GB_stGeneral | 1 | 681 | Nebulizer, non-heated | GB_stNebulizerNonHeated | 3111.37 | 1 | 314
20 | Infrastructure | 7 | Free-standing general outpatient clinic | 1 | General | GB_stGeneral | 1 | 682 | Nephroscope, flexible, video | GB_stNephroscopeFlexibleVideo | 3111.37 | 1 | 315
20 | Infrastructure | 7 | Free-standing general outpatient clinic | 1 | General | GB_stGeneral | 1 | 683 | Operator console, x-ray system, diagnostic | GB_stOperatorConsoleXRaySystemDiag | 0 | 3 | 318
20 | Infrastructure | 7 | Free-standing general outpatient clinic | 1 | General | GB_stGeneral | 1 | 684 | Ophthalmic examination/treatment table/stand, manually-operated | GB_stOphthalmicExaminationTreatTableStandManuallyOperated | 42703.76 | 1 | 319
20 | Infrastructure | 7 | Free-standing general outpatient clinic | 1 | General | GB_stGeneral | 1 | 685 | Ophthalmoscope, direct | GB_stOphthalmoscopeDirect | 1500 | 22 | 320
20 | Infrastructure | 7 | Free-standing general outpatient clinic | 1 | General | GB_stGeneral | 1 | 686 | Otoscope, direct | GB_stOtoscopeDirect | 300 | 19 | 331
20 | Infrastructure | 7 | Free-standing general outpatient clinic | 1 | General | GB_stGeneral | 1 | 687 | Oximeter, pulse | GB_stOximeterPulse | 613.35 | 1 | 332
20 | Infrastructure | 7 | Free-standing general outpatient clinic | 1 | General | GB_stGeneral | 1 | 688 | Pacemaker, cardiac, external, invasive | GB_stPacemakerCardiacExternalInvasive | 1840 | 2 | 334
20 | Infrastructure | 7 | Free-standing general outpatient clinic | 1 | General | GB_stGeneral | 1 | 689 | Pachometer | GB_stPachometer | 8324.22 | 1 | 335
20 | Infrastructure | 7 | Free-standing general outpatient clinic | 1 | General | GB_stGeneral | 1 | 690 | Patient chamber, hyperbaric | GB_stPatientChamberHyperbaric | 15000 | 1 | 337
20 | Infrastructure | 7 | Free-standing general outpatient clinic | 1 | General | GB_stGeneral | 1 | 691 | Patient data recorder, long-term, electrocardiographic | GB_stPatientDataRecorderLongTermElectrocardiographic | 1000 | 1 | 338
20 | Infrastructure | 7 | Free-standing general outpatient clinic | 1 | General | GB_stGeneral | 1 | 692 | Patient data recorder, pneumotachographic | GB_stPatientDataRecorderPneumotachographic | 1250 | 2 | 339
20 | Infrastructure | 7 | Free-standing general outpatient clinic | 1 | General | GB_stGeneral | 1 | 693 | Patient monitor, central | GB_stPatientMonitorCentral | 240181.64 | 6 | 340
20 | Infrastructure | 7 | Free-standing general outpatient clinic | 1 | General | GB_stGeneral | 1 | 694 | Patient monitor, electrocardiographic | GB_stPatientMonitorElectrocardiographic | 8206.3 | 27 | 341
20 | Infrastructure | 7 | Free-standing general outpatient clinic | 1 | General | GB_stGeneral | 1 | 695 | Patient monitoring system module, blood pressure, invasive | GB_stPatientMonitSystemModuleBloodPressureInvasive | 16217.93 | 10 | 343
20 | Infrastructure | 7 | Free-standing general outpatient clinic | 1 | General | GB_stGeneral | 1 | 696 | Patient monitoring system module, blood pressure, noninvasive | GB_stPatientMonitSystemModuleBloodPressureNoninvasive | 16217.93 | 11 | 344
20 | Infrastructure | 7 | Free-standing general outpatient clinic | 1 | General | GB_stGeneral | 1 | 697 | Patient monitoring system module, cardiac output | GB_stPatientMonitSystemModuleCardiacOutput | 3000 | 2 | 345
20 | Infrastructure | 7 | Free-standing general outpatient clinic | 1 | General | GB_stGeneral | 1 | 698 | Patient monitoring system module, electrocardiographic/respiratory | GB_stPatientMonitSystemModuleElectrocardiographicRespiratory | 3000 | 10 | 346
20 | Infrastructure | 7 | Free-standing general outpatient clinic | 1 | General | GB_stGeneral | 1 | 699 | Patient monitoring system module, pulse oximetry | GB_stPatientMonitSystemModulePulseOximetry | 3000 | 16 | 347
20 | Infrastructure | 7 | Free-standing general outpatient clinic | 1 | General | GB_stGeneral | 1 | 700 | Patient monitoring system module, temperature | GB_stPatientMonitSystemModuleTemp | 3000 | 10 | 348
20 | Infrastructure | 7 | Free-standing general outpatient clinic | 1 | General | GB_stGeneral | 1 | 701 | Patient monitoring system, cardiotocograph | GB_stPatientMonitSystemCardiotocograph | 7644.78 | 2 | 349
20 | Infrastructure | 7 | Free-standing general outpatient clinic | 1 | General | GB_stGeneral | 1 | 702 | Patient monitoring system, neonatal | GB_stPatientMonitSystemNeonatal | 2119.27 | 4 | 351
20 | Infrastructure | 7 | Free-standing general outpatient clinic | 1 | General | GB_stGeneral | 1 | 703 | Patient monitoring system, transportable | GB_stPatientMonitSystemTransportable | 9351.2 | 6 | 352
20 | Infrastructure | 7 | Free-standing general outpatient clinic | 1 | General | GB_stGeneral | 1 | 704 | Patient-height measurer | GB_stPatientHeightMeasurer | 562.44 | 22 | 354
20 | Infrastructure | 7 | Free-standing general outpatient clinic | 1 | General | GB_stGeneral | 1 | 705 | Phacoemulsification system generator | GB_stPhacoemulsificationSystemGenerator | 5000 | 1 | 358
20 | Infrastructure | 7 | Free-standing general outpatient clinic | 1 | General | GB_stGeneral | 1 | 706 | Phantom, diagnostic imaging, x-ray, CT, test object | GB_stPhantomDiagImagingXRayCtTestObject | 750 | 1 | 359
20 | Infrastructure | 7 | Free-standing general outpatient clinic | 1 | General | GB_stGeneral | 1 | 707 | Phantom, radionuclide, brachytherapy, test object | GB_stPhantomRadionuclideBrachytherapyTestObject | 0 | 1 | 360
20 | Infrastructure | 7 | Free-standing general outpatient clinic | 1 | General | GB_stGeneral | 1 | 708 | Phantom, therapeutic radiation, multi-modality, test object | GB_stPhantomTherapeuticRadiationMultiModalityTestObject | 500 | 1 | 361
20 | Infrastructure | 7 | Free-standing general outpatient clinic | 1 | General | GB_stGeneral | 1 | 709 | Picture archiving and communication system, endoscopy | GB_stPictureArcHIVingCommSystemEndoscopy | 8500 | 1 | 362
20 | Infrastructure | 7 | Free-standing general outpatient clinic | 1 | General | GB_stGeneral | 1 | 710 | Picture archiving and communication system, radiology | GB_stPictureArcHIVingCommSystemRadiology | 500000 | 1 | 363
20 | Infrastructure | 7 | Free-standing general outpatient clinic | 1 | General | GB_stGeneral | 1 | 711 | Plasma thawing unit | GB_stPlasmaThawingUnit | 750 | 1 | 370
20 | Infrastructure | 7 | Free-standing general outpatient clinic | 1 | General | GB_stGeneral | 1 | 712 | Printer, video | GB_stPrinterVideo | 176.78 | 1 | 374
20 | Infrastructure | 7 | Free-standing general outpatient clinic | 1 | General | GB_stGeneral | 1 | 713 | Proctoscope | GB_stProctoscope | 51541.53 | 1 | 375
20 | Infrastructure | 7 | Free-standing general outpatient clinic | 1 | General | GB_stGeneral | 1 | 714 | Pump, general-purpose | GB_stPumpGeneralPurpose | 1500 | 1 | 378
20 | Infrastructure | 7 | Free-standing general outpatient clinic | 1 | General | GB_stGeneral | 1 | 715 | Rack, apron, radiation protection | GB_stRackApronRadiationProtection | 673.64 | 6 | 379
20 | Infrastructure | 7 | Free-standing general outpatient clinic | 1 | General | GB_stGeneral | 1 | 716 | Rack, bedpan | GB_stRackBedpan | 623.66 | 10 | 380
20 | Infrastructure | 7 | Free-standing general outpatient clinic | 1 | General | GB_stGeneral | 1 | 717 | Rack, patient record | GB_stRackPatientRecord | 289.65 | 8 | 381
20 | Infrastructure | 7 | Free-standing general outpatient clinic | 1 | General | GB_stGeneral | 1 | 718 | Rack, test tube | GB_stRackTestTube | 6.67 | 1 | 382
20 | Infrastructure | 7 | Free-standing general outpatient clinic | 1 | General | GB_stGeneral | 1 | 719 | Radiation survey meter, Geiger-Muller counter | GB_stRadiationSurveyMeterGeigerMullerCounter | 500 | 1 | 387
20 | Infrastructure | 7 | Free-standing general outpatient clinic | 1 | General | GB_stGeneral | 1 | 720 | Radiation survey meter, ionization chamber | GB_stRadiationSurveyMeterIonizationChamber | 700 | 1 | 388
20 | Infrastructure | 7 | Free-standing general outpatient clinic | 1 | General | GB_stGeneral | 1 | 721 | Radiographic film processor, automatic, darkroom | GB_stRadiographicFilmProcessorAutomaticDarkroom | 3500 | 1 | 389
20 | Infrastructure | 7 | Free-standing general outpatient clinic | 1 | General | GB_stGeneral | 1 | 722 | Radionuclide system, diagnostic, bone absorptiometer | GB_stRadionuclideSystemDiagBoneAbsorptiometer | 271584.3 | 1 | 392
20 | Infrastructure | 7 | Free-standing general outpatient clinic | 1 | General | GB_stGeneral | 1 | 723 | Rail, side-support, bed | GB_stRailSideSuppBed | 0 | 5 | 394
20 | Infrastructure | 7 | Free-standing general outpatient clinic | 1 | General | GB_stGeneral | 1 | 724 | Recorder, compact disk | GB_stRecorderCompactDisk | 166 | 1 | 395
20 | Infrastructure | 7 | Free-standing general outpatient clinic | 1 | General | GB_stGeneral | 1 | 725 | Refractometer, <specify> | GB_stRefractometerSpecify | 700 | 1 | 398
20 | Infrastructure | 7 | Free-standing general outpatient clinic | 1 | General | GB_stGeneral | 1 | 726 | Refractor, ophthalmic | GB_stRefractorOphthalmic | 850 | 1 | 399
20 | Infrastructure | 7 | Free-standing general outpatient clinic | 1 | General | GB_stGeneral | 1 | 727 | Refrigerator, blood | GB_stRefrigeratorBlood | 10482.48 | 3 | 403
20 | Infrastructure | 7 | Free-standing general outpatient clinic | 1 | General | GB_stGeneral | 1 | 728 | Refrigerator, laboratory | GB_stRefrigeratorLab | 7522.92 | 12 | 404
20 | Infrastructure | 7 | Free-standing general outpatient clinic | 1 | General | GB_stGeneral | 1 | 729 | Refrigerator, morgue | GB_stRefrigeratorMorgue | 0 | 1 | 405
20 | Infrastructure | 7 | Free-standing general outpatient clinic | 1 | General | GB_stGeneral | 1 | 730 | Refrigerator, pharmacy | GB_stRefrigeratorPharmacy | 7522.92 | 16 | 406
20 | Infrastructure | 7 | Free-standing general outpatient clinic | 1 | General | GB_stGeneral | 1 | 731 | Resuscitator, pulmonary, manually-operated, reusable | GB_stResuscitatorPulmManuallyOperatedReusable | 211.1 | 6 | 407
20 | Infrastructure | 7 | Free-standing general outpatient clinic | 1 | General | GB_stGeneral | 1 | 732 | Retinoscope | GB_stRetinoscope | 952.95 | 1 | 408
20 | Infrastructure | 7 | Free-standing general outpatient clinic | 1 | General | GB_stGeneral | 1 | 733 | Retractor, eye | GB_stRetractorEye | 0 | 1 | 409
20 | Infrastructure | 7 | Free-standing general outpatient clinic | 1 | General | GB_stGeneral | 1 | 734 | Rhino-laryngoscope, rigid | GB_stRhinoLaryngoscopeRigid | 36350.04 | 1 | 410
20 | Infrastructure | 7 | Free-standing general outpatient clinic | 1 | General | GB_stGeneral | 1 | 735 | Saw, autopsy, manually-operated | GB_stSawAutopsyManuallyOperated | 9315.34 | 1 | 415
20 | Infrastructure | 7 | Free-standing general outpatient clinic | 1 | General | GB_stGeneral | 1 | 736 | Saw, pneumatically powered | GB_stSawPneumaticallyPowered | 9315.34 | 1 | 416
20 | Infrastructure | 7 | Free-standing general outpatient clinic | 1 | General | GB_stGeneral | 1 | 737 | Saw, surgical, gas-powered | GB_stSawSurgicalGasPowered | 9315.34 | 1 | 417
20 | Infrastructure | 7 | Free-standing general outpatient clinic | 1 | General | GB_stGeneral | 1 | 738 | Saw, surgical, manually-operated, rigid | GB_stSawSurgicalManuallyOperatedRigid | 9315.34 | 1 | 418
20 | Infrastructure | 7 | Free-standing general outpatient clinic | 1 | General | GB_stGeneral | 1 | 739 | Scale, autopsy | GB_stScaleAutopsy | 232.35 | 1 | 419
20 | Infrastructure | 7 | Free-standing general outpatient clinic | 1 | General | GB_stGeneral | 1 | 740 | Scale, patient, bed | GB_stScalePatientBed | 20069.59 | 9 | 420
20 | Infrastructure | 7 | Free-standing general outpatient clinic | 1 | General | GB_stGeneral | 1 | 741 | Scale, patient, chair | GB_stScalePatientChair | 562.44 | 3 | 421
20 | Infrastructure | 7 | Free-standing general outpatient clinic | 1 | General | GB_stGeneral | 1 | 742 | Scale, patient, floor | GB_stScalePatientFloor | 733.8 | 28 | 422
20 | Infrastructure | 7 | Free-standing general outpatient clinic | 1 | General | GB_stGeneral | 1 | 743 | Scale, patient, infant | GB_stScalePatientInfant | 270.98 | 8 | 423
20 | Infrastructure | 7 | Free-standing general outpatient clinic | 1 | General | GB_stGeneral | 1 | 744 | Scale, precision, electronic | GB_stScalePrecisionElectronic | 232.35 | 6 | 424
20 | Infrastructure | 7 | Free-standing general outpatient clinic | 1 | General | GB_stGeneral | 1 | 745 | Screen, anaesthesia | GB_stScreenAnaesthesia | 137321.39 | 4 | 426
20 | Infrastructure | 7 | Free-standing general outpatient clinic | 1 | General | GB_stGeneral | 1 | 746 | Screen, bedside | GB_stScreenBedside | 195.95 | 43 | 427
20 | Infrastructure | 7 | Free-standing general outpatient clinic | 1 | General | GB_stGeneral | 1 | 747 | Sealing unit, packaging | GB_stSealingUnitPackaging | 800 | 5 | 429
20 | Infrastructure | 7 | Free-standing general outpatient clinic | 1 | General | GB_stGeneral | 1 | 748 | Shaker, laboratory | GB_stShakerLab | 3293.56 | 7 | 432
20 | Infrastructure | 7 | Free-standing general outpatient clinic | 1 | General | GB_stGeneral | 1 | 749 | Shield, radiation, apron | GB_stShieldRadiationApron | 251.01 | 6 | 436
20 | Infrastructure | 7 | Free-standing general outpatient clinic | 1 | General | GB_stGeneral | 1 | 750 | Shield, radiation, collar | GB_stShieldRadiationCollar | 50.59 | 6 | 437
20 | Infrastructure | 7 | Free-standing general outpatient clinic | 1 | General | GB_stGeneral | 1 | 751 | Shield, radiation, eye, spectacles | GB_stShieldRadiationEyeSpectacles | 0 | 6 | 439
20 | Infrastructure | 7 | Free-standing general outpatient clinic | 1 | General | GB_stGeneral | 1 | 752 | Shield, radiation, gonadal | GB_stShieldRadiationGonadal | 115.85 | 6 | 440
20 | Infrastructure | 7 | Free-standing general outpatient clinic | 1 | General | GB_stGeneral | 1 | 753 | Shield, radiation, hand, glove | GB_stShieldRadiationHandGlove | 345.37 | 6 | 441
20 | Infrastructure | 7 | Free-standing general outpatient clinic | 1 | General | GB_stGeneral | 1 | 754 | Sigmoidoscope, rigid | GB_stSigmoidoscopeRigid | 51541.53 | 1 | 443
20 | Infrastructure | 7 | Free-standing general outpatient clinic | 1 | General | GB_stGeneral | 1 | 755 | Simulator, radiation therapy | GB_stSimulatorRadiationTherapy | 1036914.29 | 1 | 444
20 | Infrastructure | 7 | Free-standing general outpatient clinic | 1 | General | GB_stGeneral | 1 | 756 | Slide stainer | GB_stSlideStainer | 54.32 | 2 | 446
20 | Infrastructure | 7 | Free-standing general outpatient clinic | 1 | General | GB_stGeneral | 1 | 757 | Sphygmomanometer, aneroid | GB_stSphygmomanometerAneroid | 147.35 | 71 | 448
20 | Infrastructure | 7 | Free-standing general outpatient clinic | 1 | General | GB_stGeneral | 1 | 758 | Spirometer, diagnostic | GB_stSpirometerDiag | 800 | 2 | 449
20 | Infrastructure | 7 | Free-standing general outpatient clinic | 1 | General | GB_stGeneral | 1 | 759 | Stereotactic biopsy system, mammography | GB_stStereotacticBiopsySystemMammography | 14000 | 1 | 459
20 | Infrastructure | 7 | Free-standing general outpatient clinic | 1 | General | GB_stGeneral | 1 | 760 | Sterilizer, gas, formaldehyde | GB_stSterilizerGasFormaldehyde | 0 | 2 | 463
20 | Infrastructure | 7 | Free-standing general outpatient clinic | 1 | General | GB_stGeneral | 1 | 761 | Sterilizer, gas, plasma | GB_stSterilizerGasPlasma | 178681.29 | 1 | 464
20 | Infrastructure | 7 | Free-standing general outpatient clinic | 1 | General | GB_stGeneral | 1 | 762 | Sterilizer, moist heat, unwrapped device | GB_stSterilizerMoistHeatUnwrappedDevice | 49743.63 | 8 | 465
20 | Infrastructure | 7 | Free-standing general outpatient clinic | 1 | General | GB_stGeneral | 1 | 763 | Stethoscope, foetal | GB_stStethoscopeFoetal | 64.12 | 5 | 466
20 | Infrastructure | 7 | Free-standing general outpatient clinic | 1 | General | GB_stGeneral | 1 | 764 | Stethoscope, mechanical | GB_stStethoscopeMechanical | 64.08 | 72 | 467
20 | Infrastructure | 7 | Free-standing general outpatient clinic | 1 | General | GB_stGeneral | 1 | 765 | Stimulator, electrical, analgesic, brain | GB_stStimulatorElectricalAnalgesicBrain | 15000 | 1 | 468
20 | Infrastructure | 7 | Free-standing general outpatient clinic | 1 | General | GB_stGeneral | 1 | 766 | Stimulator, electrical, analgesic, peripheral nerve, transcutaneous | GB_stStimulatorElectricalAnalgesicPeripheralNerveTranscutaneous | 2588.36 | 1 | 469
20 | Infrastructure | 7 | Free-standing general outpatient clinic | 1 | General | GB_stGeneral | 1 | 767 | Stool, general-purpose | GB_stStoolGeneralPurpose | 23.1 | 61 | 470
20 | Infrastructure | 7 | Free-standing general outpatient clinic | 1 | General | GB_stGeneral | 1 | 768 | Stress exercise monitoring system, cardiac | GB_stStressExerciseMonitSystemCardiac | 35629.07 | 1 | 477
20 | Infrastructure | 7 | Free-standing general outpatient clinic | 1 | General | GB_stGeneral | 1 | 769 | Stretcher, general-purpose | GB_stStretcherGeneralPurpose | 2460.53 | 9 | 478
20 | Infrastructure | 7 | Free-standing general outpatient clinic | 1 | General | GB_stGeneral | 1 | 770 | Stretcher, hospital | GB_stStretcherHospital | 2460.53 | 14 | 479
20 | Infrastructure | 7 | Free-standing general outpatient clinic | 1 | General | GB_stGeneral | 1 | 771 | Stretcher, orthopaedic | GB_stStretcherOrthopaedic | 2460.53 | 1 | 480
20 | Infrastructure | 7 | Free-standing general outpatient clinic | 1 | General | GB_stGeneral | 1 | 772 | Stretcher, radiographic | GB_stStretcherRadiographic | 8499.35 | 2 | 481
20 | Infrastructure | 7 | Free-standing general outpatient clinic | 1 | General | GB_stGeneral | 1 | 773 | Suction system, general-purpose, electrically-powered | GB_stSuctionSystemGeneralPurposeElectricallyPowered | 3886.16 | 31 | 484
20 | Infrastructure | 7 | Free-standing general outpatient clinic | 1 | General | GB_stGeneral | 1 | 774 | Suction system, low pressure | GB_stSuctionSystemLowPressure | 3886.16 | 12 | 485
20 | Infrastructure | 7 | Free-standing general outpatient clinic | 1 | General | GB_stGeneral | 1 | 775 | Table, birthing | GB_stTableBirthing | 45133.75 | 3 | 487
20 | Infrastructure | 7 | Free-standing general outpatient clinic | 1 | General | GB_stGeneral | 1 | 776 | Table, examination/treatment, general-purpose | GB_stTableExaminationTreatGeneralPurpose | 2024.99 | 16 | 488
20 | Infrastructure | 7 | Free-standing general outpatient clinic | 1 | General | GB_stGeneral | 1 | 777 | Table, examination/treatment, gynaecological | GB_stTableExaminationTreatGynaecological | 781.84 | 7 | 489
20 | Infrastructure | 7 | Free-standing general outpatient clinic | 1 | General | GB_stGeneral | 1 | 778 | Table, instrument | GB_stTableInstrument | 133.16 | 68 | 490
20 | Infrastructure | 7 | Free-standing general outpatient clinic | 1 | General | GB_stGeneral | 1 | 779 | Table, operating-room, electrical | GB_stTableOperatingRoomElectrical | 35139.83 | 4 | 493
20 | Infrastructure | 7 | Free-standing general outpatient clinic | 1 | General | GB_stGeneral | 1 | 780 | Table, operation, orthopaedic | GB_stTableOperationOrthopaedic | 0 | 2 | 495
20 | Infrastructure | 7 | Free-standing general outpatient clinic | 1 | General | GB_stGeneral | 1 | 781 | Table, over-bed | GB_stTableOverBed | 612.69 | 8 | 496
20 | Infrastructure | 7 | Free-standing general outpatient clinic | 1 | General | GB_stGeneral | 1 | 782 | Table, proctological | GB_stTableProctological | 996 | 1 | 498
20 | Infrastructure | 7 | Free-standing general outpatient clinic | 1 | General | GB_stGeneral | 1 | 783 | Table, urological | GB_stTableUrological | 781.84 | 1 | 500
20 | Infrastructure | 7 | Free-standing general outpatient clinic | 1 | General | GB_stGeneral | 1 | 784 | Table, x-ray system, diagnostic, fluoroscopy, powered | GB_stTableXRaySystemDiagFluoroscopyPowered | 2024.99 | 1 | 501
20 | Infrastructure | 7 | Free-standing general outpatient clinic | 1 | General | GB_stGeneral | 1 | 785 | Telemetry system receiver, electrocardiograph | GB_stTelemetrySystemReceiverElectrocardiograph | 119497.09 | 1 | 508
20 | Infrastructure | 7 | Free-standing general outpatient clinic | 1 | General | GB_stGeneral | 1 | 786 | Telemetry system transmitter, electrocardiograph | GB_stTelemetrySystemTransmitterElectrocardiograph | 119497.09 | 2 | 509
20 | Infrastructure | 7 | Free-standing general outpatient clinic | 1 | General | GB_stGeneral | 1 | 787 | Television set | GB_stTelevisionSet | 28.97 | 2 | 510
20 | Infrastructure | 7 | Free-standing general outpatient clinic | 1 | General | GB_stGeneral | 1 | 788 | Tent, oxygen | GB_stTentOxygen | 116.2 | 2 | 511
20 | Infrastructure | 7 | Free-standing general outpatient clinic | 1 | General | GB_stGeneral | 1 | 789 | Thermometer holder | GB_stThermometerHolder | 9.13 | 9 | 516
20 | Infrastructure | 7 | Free-standing general outpatient clinic | 1 | General | GB_stGeneral | 1 | 790 | Thermometer, electronic | GB_stThermometerElectronic | 389.03 | 26 | 517
20 | Infrastructure | 7 | Free-standing general outpatient clinic | 1 | General | GB_stGeneral | 1 | 791 | Thermometer, infrared, ear | GB_stThermometerInfraredEar | 550 | 1 | 518
20 | Infrastructure | 7 | Free-standing general outpatient clinic | 1 | General | GB_stGeneral | 1 | 792 | Thermometer, laboratory | GB_stThermometerLab | 58.76 | 4 | 519
20 | Infrastructure | 7 | Free-standing general outpatient clinic | 1 | General | GB_stGeneral | 1 | 793 | Timer, electronic | GB_stTimerElectronic | 43.91 | 3 | 528
20 | Infrastructure | 7 | Free-standing general outpatient clinic | 1 | General | GB_stGeneral | 1 | 794 | Tissue processor | GB_stTissueProcessor | 32784.2 | 1 | 532
20 | Infrastructure | 7 | Free-standing general outpatient clinic | 1 | General | GB_stGeneral | 1 | 795 | Tonometer, ophthalmic | GB_stTonometerOphthalmic | 4907.56 | 1 | 535
20 | Infrastructure | 7 | Free-standing general outpatient clinic | 1 | General | GB_stGeneral | 1 | 796 | Tourniquet, pneumatic | GB_stTourniquetPneumatic | 2000 | 1 | 536
20 | Infrastructure | 7 | Free-standing general outpatient clinic | 1 | General | GB_stGeneral | 1 | 797 | Training aid, physical, standing frame | GB_stTrainAidPhysicalStandingFrame | 0 | 1 | 537
20 | Infrastructure | 7 | Free-standing general outpatient clinic | 1 | General | GB_stGeneral | 1 | 798 | Transducer assembly, ultrasound, diagnostic, extracorporeal, mounted | GB_stTransducerAssemblyUltrasoundDiagExtracorporealMounted | 0 | 1 | 538
20 | Infrastructure | 7 | Free-standing general outpatient clinic | 1 | General | GB_stGeneral | 1 | 799 | Trolley, resuscitation | GB_stTrolleyResuscitation | 17856.31 | 23 | 543
20 | Infrastructure | 7 | Free-standing general outpatient clinic | 1 | General | GB_stGeneral | 1 | 800 | Trolley, general-purpose | GB_stTrolleyGeneralPurpose | 323.72 | 22 | 544
20 | Infrastructure | 7 | Free-standing general outpatient clinic | 1 | General | GB_stGeneral | 1 | 801 | Trolley, instrument | GB_stTrolleyInstrument | 142.16 | 11 | 545
20 | Infrastructure | 7 | Free-standing general outpatient clinic | 1 | General | GB_stGeneral | 1 | 802 | Trolley, isolation | GB_stTrolleyIsolation | 214.8 | 1 | 546
20 | Infrastructure | 7 | Free-standing general outpatient clinic | 1 | General | GB_stGeneral | 1 | 803 | Trolley, linen/laundry | GB_stTrolleyLinenLaundry | 52.79 | 16 | 547
20 | Infrastructure | 7 | Free-standing general outpatient clinic | 1 | General | GB_stGeneral | 1 | 804 | Trolley, medication | GB_stTrolleyMedication | 214.8 | 8 | 548
20 | Infrastructure | 7 | Free-standing general outpatient clinic | 1 | General | GB_stGeneral | 1 | 805 | Trolley, mortuary | GB_stTrolleyMortuary | 1447.21 | 2 | 549
20 | Infrastructure | 7 | Free-standing general outpatient clinic | 1 | General | GB_stGeneral | 1 | 806 | Ultrasound system, imaging, cardiovascular | GB_stUltrasoundSystemImagingCardiovascular | 311468.47 | 1 | 551
20 | Infrastructure | 7 | Free-standing general outpatient clinic | 1 | General | GB_stGeneral | 1 | 807 | Ultrasound system, imaging, general-purpose | GB_stUltrasoundSystemImagingGeneralPurpose | 54316.86 | 3 | 552
20 | Infrastructure | 7 | Free-standing general outpatient clinic | 1 | General | GB_stGeneral | 1 | 808 | Ultrasound system, imaging, obstetric/gynaecological | GB_stUltrasoundSystemImagingObstetricGynaecological | 10000 | 3 | 553
20 | Infrastructure | 7 | Free-standing general outpatient clinic | 1 | General | GB_stGeneral | 1 | 809 | Ultrasound system, imaging, ophthalmic | GB_stUltrasoundSystemImagingOphthalmic | 4000 | 1 | 554
20 | Infrastructure | 7 | Free-standing general outpatient clinic | 1 | General | GB_stGeneral | 1 | 810 | Ultrasound system, non-imaging, Doppler blood-flow measurement | GB_stUltrasoundSystemNonImagingDopplerBloodFlowMeasurement | 751.83 | 1 | 555
20 | Infrastructure | 7 | Free-standing general outpatient clinic | 1 | General | GB_stGeneral | 1 | 811 | Utility supply system, dental treatment | GB_stUtilitySupplySystemDentalTreat | 2172.67 | 1 | 558
20 | Infrastructure | 7 | Free-standing general outpatient clinic | 1 | General | GB_stGeneral | 1 | 812 | Ventilator, adult | GB_stVentilatorAdult | 37167.35 | 5 | 560
20 | Infrastructure | 7 | Free-standing general outpatient clinic | 1 | General | GB_stGeneral | 1 | 813 | Ventilator, neonatal/paediatric | GB_stVentilatorNeonatalPaediatric | 37167.35 | 6 | 562
20 | Infrastructure | 7 | Free-standing general outpatient clinic | 1 | General | GB_stGeneral | 1 | 814 | Ventilator, transportable | GB_stVentilatorTransportable | 38609.93 | 1 | 563
20 | Infrastructure | 7 | Free-standing general outpatient clinic | 1 | General | GB_stGeneral | 1 | 815 | View box, diagnostic imaging, non-motorized | GB_stViewBoxDiagImagingNonMotorized | 63.59 | 1 | 564
20 | Infrastructure | 7 | Free-standing general outpatient clinic | 1 | General | GB_stGeneral | 1 | 816 | View box, x-ray | GB_stViewBoxXRay | 63.59 | 27 | 565
20 | Infrastructure | 7 | Free-standing general outpatient clinic | 1 | General | GB_stGeneral | 1 | 817 | Washer, decontamination, utensil | GB_stWasherDecontaminationUtensil | 38799.65 | 2 | 567
20 | Infrastructure | 7 | Free-standing general outpatient clinic | 1 | General | GB_stGeneral | 1 | 818 | Washer, decontamination/sanitizing | GB_stWasherDecontaminationSanitizing | 38799.65 | 11 | 568
20 | Infrastructure | 7 | Free-standing general outpatient clinic | 1 | General | GB_stGeneral | 1 | 819 | Waste disposal unit, cytotoxic | GB_stWasteDisposalUnitCytotoxic | 3.13 | 12 | 569
20 | Infrastructure | 7 | Free-standing general outpatient clinic | 1 | General | GB_stGeneral | 1 | 820 | Waste disposal unit, sharp | GB_stWasteDisposalUnitSharp | 5.27 | 68 | 571
20 | Infrastructure | 7 | Free-standing general outpatient clinic | 1 | General | GB_stGeneral | 1 | 821 | Water jet pistol | GB_stWaterJetPistol | 334.17 | 2 | 575
20 | Infrastructure | 7 | Free-standing general outpatient clinic | 1 | General | GB_stGeneral | 1 | 822 | Water purification filter, charcoal | GB_stWaterPurificationFilterCharcoal | 0 | 1 | 576
20 | Infrastructure | 7 | Free-standing general outpatient clinic | 1 | General | GB_stGeneral | 1 | 823 | Water purification filter, particulate | GB_stWaterPurificationFilterParticulate | 0 | 1 | 577
20 | Infrastructure | 7 | Free-standing general outpatient clinic | 1 | General | GB_stGeneral | 1 | 824 | Water purification system, reverse osmosis | GB_stWaterPurificationSystemReverseOsmosis | 290.5 | 1 | 578
20 | Infrastructure | 7 | Free-standing general outpatient clinic | 1 | General | GB_stGeneral | 1 | 825 | Water purification system, ultraviolet | GB_stWaterPurificationSystemUltraviolet | 500 | 1 | 579
20 | Infrastructure | 7 | Free-standing general outpatient clinic | 1 | General | GB_stGeneral | 1 | 826 | Wheelchair, attendant driven, collapsible | GB_stWheelchairAttendantDrivenCollapsible | 268.68 | 11 | 581
20 | Infrastructure | 7 | Free-standing general outpatient clinic | 1 | General | GB_stGeneral | 1 | 827 | Workstation, diagnostic x-ray system | GB_stWorkstationDiagXRaySystem | 12058.34 | 1 | 584
20 | Infrastructure | 7 | Free-standing general outpatient clinic | 1 | General | GB_stGeneral | 1 | 828 | X-ray compression device, mammography | GB_stXRayCompressionDeviceMammography | 490738.97 | 1 | 588
20 | Infrastructure | 7 | Free-standing general outpatient clinic | 1 | General | GB_stGeneral | 1 | 829 | X-ray generator, diagnostic, mobile | GB_stXRayGeneratorDiagMobile | 20000 | 5 | 589
20 | Infrastructure | 7 | Free-standing general outpatient clinic | 1 | General | GB_stGeneral | 1 | 830 | X-ray system, diagnostic, computed tomography, full-body | GB_stXRaySystemDiagComputedTomographyFullBody | 1036913.54 | 1 | 591
20 | Infrastructure | 7 | Free-standing general outpatient clinic | 1 | General | GB_stGeneral | 1 | 831 | X-ray system, diagnostic, fluoroscopic, general-purpose, portable, digital | GB_stXRaySystemDiagFluoroscopicGeneralPurposePortableDigital | 206404.07 | 1 | 593
20 | Infrastructure | 7 | Free-standing general outpatient clinic | 1 | General | GB_stGeneral | 1 | 832 | X-ray system, diagnostic, fluoroscopic, general-purpose, stationary, digital | GB_stXRaySystemDiagFluoroscopicGeneralPurposeStationaryDigital | 0 | 1 | 594
20 | Infrastructure | 7 | Free-standing general outpatient clinic | 1 | General | GB_stGeneral | 1 | 833 | X-ray system, diagnostic, general-purpose, stationary, digital | GB_stXRaySystemDiagGeneralPurposeStationaryDigital | 25000 | 1 | 596
20 | Infrastructure | 7 | Free-standing general outpatient clinic | 1 | General | GB_stGeneral | 1 | 834 | X-ray system, diagnostic, mammographic, stationary, digital | GB_stXRaySystemDiagMammographicStationaryDigital | 50000 | 1 | 597
20 | Infrastructure | 7 | Free-standing general outpatient clinic | 1 | General | GB_stGeneral | 1 | 835 | TB Laboratory Equipment - Microscopy | GB_stTBLabEquipmentMicroscopy | 0 | 0 | 505
20 | Infrastructure | 7 | Free-standing general outpatient clinic | 1 | General | GB_stGeneral | 1 | 836 | Standard reaction tubes with O-ring, 1.5 ml, 1000 per pack | GB_stStandardReactionTubesORing15Ml1000PerPack | 177.62 | 10 | 453
20 | Infrastructure | 7 | Free-standing general outpatient clinic | 1 | General | GB_stGeneral | 1 | 837 | Standard reaction tubes with O-ring, 2 ml, 1000 per pack | GB_stStandardReactionTubesORing2Ml1000PerPack | 177.62 | 10 | 454
20 | Infrastructure | 7 | Free-standing general outpatient clinic | 1 | General | GB_stGeneral | 1 | 838 | Cryo-vial, sterile with cap, 2 ml, with outer winding; pack of 1000 | GB_stCryoVialSterileCap2MlOuterWindingPack1000 | 245.93 | 3 | 120
20 | Infrastructure | 7 | Free-standing general outpatient clinic | 1 | General | GB_stGeneral | 1 | 839 | Cryo-tags, sized to fit for use on cryo-tubes, rolls of 1000 | GB_stCryoTagsSizedFitUseCryoTubesRolls1000Commas | 57.38 | 3 | 119
20 | Infrastructure | 7 | Free-standing general outpatient clinic | 1 | General | GB_stGeneral | 1 | 840 | PCR tubes, 0.2 ml with attached caps, sterile, DNAse- RNAse-free, 1000 per pack | GB_stPcrTubes02MlAttachedCapsSterileDnaseRnaseFree1000PerPack | 116.14 | 10 | 355
20 | Infrastructure | 7 | Free-standing general outpatient clinic | 1 | General | GB_stGeneral | 1 | 841 | DNAse-/RNAse-free TIPS, for pipettes 0.1 - 10 �l, 10 boxes at 96 per pack | GB_stDnaseRnaseFreeTipsPipettes0110L10Boxes96PerPack | 88.81 | 10 | 151
20 | Infrastructure | 7 | Free-standing general outpatient clinic | 1 | General | GB_stGeneral | 1 | 842 | DNAse-/RNAse-free TIPS, for pipettes 1 - 20 �l, 10 boxes at 96 per pack | GB_stDnaseRnaseFreeTipsPipettes120L10Boxes96PerPack | 88.81 | 40 | 152
20 | Infrastructure | 7 | Free-standing general outpatient clinic | 1 | General | GB_stGeneral | 1 | 843 | DNAse-/RNAse-free TIPS, for pipettes 10 - 100 �l, 10 boxes at 96 per pack | GB_stDnaseRnaseFreeTipsPipettes10100L10Boxes96PerPack | 88.81 | 20 | 153
20 | Infrastructure | 7 | Free-standing general outpatient clinic | 1 | General | GB_stGeneral | 1 | 844 | DNAse-/RNAse-free TIPS, for pipettes 20 - 200 �l, 10 boxes at 96 per pack | GB_stDnaseRnaseFreeTipsPipettes20200L10Boxes96PerPack | 81.98 | 10 | 154
20 | Infrastructure | 7 | Free-standing general outpatient clinic | 1 | General | GB_stGeneral | 1 | 845 | TIPS, PE, for pipettes 0.5 - 10 �l, 1000 per pack | GB_stTipsPePipettes0510L1000PerPack | 19.13 | 10 | 529
20 | Infrastructure | 7 | Free-standing general outpatient clinic | 1 | General | GB_stGeneral | 1 | 846 | TIPS, PE, for pipettes 1 - 200 �l, 1000 per pack | GB_stTipsPePipettes1200L1000PerPack | 21.86 | 5 | 530
20 | Infrastructure | 7 | Free-standing general outpatient clinic | 1 | General | GB_stGeneral | 1 | 847 | TIPS, PE, for pipettes 100 - 1000 �l , 1000 per pack | GB_stTipsPePipettes1001000L1000PerPack | 19.13 | 5 | 531
20 | Infrastructure | 7 | Free-standing general outpatient clinic | 1 | General | GB_stGeneral | 1 | 848 | Pasteur-pipettes, plastic, sterile, 1.5ml, 500 per pack | GB_stPasteurPipettesPlasticSterile15Ml500PerPack | 54.65 | 30 | 336
20 | Infrastructure | 7 | Free-standing general outpatient clinic | 1 | General | GB_stGeneral | 1 | 849 | Combitips for Multipette 5 ml, 100 pieces/pack | GB_stCombitipsMultipette5Ml100PiecesPack | 109.3 | 3 | 111
20 | Infrastructure | 7 | Free-standing general outpatient clinic | 1 | General | GB_stGeneral | 1 | 850 | Combitips for Multipette 10 ml, 100 pieces/pack | GB_stCombitipsMultipette10Ml100PiecesPack | 109.3 | 3 | 110
20 | Infrastructure | 7 | Free-standing general outpatient clinic | 1 | General | GB_stGeneral | 1 | 851 | Plastic bags, disposable PP, 100 pieces per pack | GB_stPlasticBagsDisposablePp100PiecesPerPack | 13.66 | 5 | 371
20 | Infrastructure | 7 | Free-standing general outpatient clinic | 1 | General | GB_stGeneral | 1 | 852 | Gloves, vinyl, powder free, disposable, size S, 100 per pack | GB_stGlovesVinylPowderFreeDisposableSizeS100PerPack | 16.4 | 60 | 221
20 | Infrastructure | 7 | Free-standing general outpatient clinic | 1 | General | GB_stGeneral | 1 | 853 | Gloves, vinyl, powder free, disposable, size M, 100 per pack | GB_stGlovesVinylPowderFreeDisposableSizeM100PerPack | 16.4 | 90 | 220
20 | Infrastructure | 7 | Free-standing general outpatient clinic | 1 | General | GB_stGeneral | 1 | 854 | Gloves, vinyl, powder free, disposable, size L, 100 per pack | GB_stGlovesVinylPowderFreeDisposableSizeL100PerPack | 16.4 | 30 | 216
20 | Infrastructure | 7 | Free-standing general outpatient clinic | 1 | General | GB_stGeneral | 1 | 855 | Forceps plastic | GB_stForcepsPlastic | 15.03 | 3 | 201
20 | Infrastructure | 7 | Free-standing general outpatient clinic | 1 | General | GB_stGeneral | 1 | 856 | Bottles, plastic | GB_stBottlesPlastic | 30.06 | 3 | 65
20 | Infrastructure | 7 | Free-standing general outpatient clinic | 1 | General | GB_stGeneral | 1 | 857 | Marker pen, water resistant | GB_stMarkerPenWaterResist | 6.83 | 3 | 286
20 | Infrastructure | 7 | Free-standing general outpatient clinic | 1 | General | GB_stGeneral | 1 | 858 | Gloves, nitril, powder free, disposable, size 6-7, 100 per pack | GB_stGlovesNitrilPowderFreeDisposableSize67100PerPack | 19.13 | 10 | 217
20 | Infrastructure | 7 | Free-standing general outpatient clinic | 1 | General | GB_stGeneral | 1 | 859 | Gloves, nitril, powder free, disposable, size 7-8, 100 per pack | GB_stGlovesNitrilPowderFreeDisposableSize78100PerPack | 20.49 | 5 | 218
20 | Infrastructure | 7 | Free-standing general outpatient clinic | 1 | General | GB_stGeneral | 1 | 860 | Gloves, nitril, powder free, disposable, size 8-9, 100 per pack | GB_stGlovesNitrilPowderFreeDisposableSize89100PerPack | 21.86 | 2 | 219
20 | Infrastructure | 7 | Free-standing general outpatient clinic | 1 | General | GB_stGeneral | 1 | 861 | Strips for the rapid detection of resistance to isoniazid and rifampicin, per strip | GB_stStripsRapidDetectionResistIsonRifampPerStrip | 24.59 | 1000 | 482
20 | Infrastructure | 7 | Free-standing general outpatient clinic | 1 | General | GB_stGeneral | 1 | 862 | Strips for the rapid detection of resistance to isoniazid and rifampicin, per strip | GB_stStripsRapidDetectionResistIsonRifampPerStrip | 3.5 | 1000 | 482
20 | Infrastructure | 7 | Free-standing general outpatient clinic | 1 | General | GB_stGeneral | 1 | 863 | TB Laboratory Equipment - Molecular tests | GB_stTBLabEquipmentMolecularTests | 0 | 0 | 506
20 | Infrastructure | 7 | Free-standing general outpatient clinic | 1 | General | GB_stGeneral | 1 | 864 | PCR-Workstation UV | GB_stPcrWorkstationUv | 3142.49 | 1 | 356
20 | Infrastructure | 7 | Free-standing general outpatient clinic | 1 | General | GB_stGeneral | 1 | 865 | Thermocycler | GB_stThermocycler | 4782.05 | 1 | 515
20 | Infrastructure | 7 | Free-standing general outpatient clinic | 1 | General | GB_stGeneral | 1 | 866 | Ultrasonic bath | GB_stUltrasonicBath | 1639.56 | 1 | 550
20 | Infrastructure | 7 | Free-standing general outpatient clinic | 1 | General | GB_stGeneral | 1 | 867 | Thermoshaker for hybridization | GB_stThermoshakerHybridization | 3005.86 | 1 | 520
20 | Infrastructure | 7 | Free-standing general outpatient clinic | 1 | General | GB_stGeneral | 1 | 868 | Optional 8-channel pipette, 5 - 50 �l | GB_stOpt8ChannelPipette550L | 587.51 | 1 | 322
20 | Infrastructure | 7 | Free-standing general outpatient clinic | 1 | General | GB_stGeneral | 1 | 869 | Optional 8-channel pipette, 50 - 300 �l | GB_stOpt8ChannelPipette50300L | 587.51 | 1 | 323
20 | Infrastructure | 7 | Free-standing general outpatient clinic | 1 | General | GB_stGeneral | 1 | 870 | Optional Electrophoresis, horizontal mini gel system | GB_stOptElectrophoresisHorizontalMiniGelSystem | 409.89 | 1 | 324
20 | Infrastructure | 7 | Free-standing general outpatient clinic | 1 | General | GB_stGeneral | 1 | 871 | Optional Power supply for electrophoresis | GB_stOptPowerSupplyElectrophoresis | 478.21 | 1 | 327
20 | Infrastructure | 7 | Free-standing general outpatient clinic | 1 | General | GB_stGeneral | 1 | 872 | Optional UV-light illuminator at least 200 x 200 mm window | GB_stOptUvLightIlluminatorLeast200X200MmWindow | 1639.56 | 1 | 328
20 | Infrastructure | 7 | Free-standing general outpatient clinic | 1 | General | GB_stGeneral | 1 | 873 | Optional Microwave oven, approx. 900 W, inner volume minimum 20 litres | GB_stOptMicrowaveOvenApprox900WInnerVolumeMin20Litres | 819.78 | 1 | 326
20 | Infrastructure | 7 | Free-standing general outpatient clinic | 1 | General | GB_stGeneral | 1 | 874 | Racks, for tubes 1.5 - 2 ml, 10 mm diameter, at least 20 positions | GB_stRacksTubes152Ml10MmDiameterLeast20Positions | 6.83 | 10 | 386
20 | Infrastructure | 7 | Free-standing general outpatient clinic | 1 | General | GB_stGeneral | 1 | 875 | Centrifuge for standard reaction tubes | GB_stCentrifugeStandardReactionTubes | 2459.34 | 1 | 89
20 | Infrastructure | 7 | Free-standing general outpatient clinic | 1 | General | GB_stGeneral | 1 | 876 | Floating rack for 20 seats, diameter 10 mm, 2ml, for ultrasonic bath | GB_stFloatingRack20SeatsDiameter10Mm2MlUltrasonicBath | 9.56 | 2 | 194
20 | Infrastructure | 7 | Free-standing general outpatient clinic | 1 | General | GB_stGeneral | 1 | 877 | Deep freeze storage box with lid for 2 ml cryovials , autoclavable PP | GB_stDeepFreezeStorageBoxLid2MlCryovialsAutoclavablePp | 10.93 | 10 | 130
20 | Infrastructure | 7 | Free-standing general outpatient clinic | 1 | General | GB_stGeneral | 1 | 878 | Deep freeze storage box with lid for 0.2ml PCR tubes, autoclavable PP. | GB_stDeepFreezeStorageBoxLid02MlPcrTubesAutoclavablePp | 11.07 | 10 | 129
20 | Infrastructure | 7 | Free-standing general outpatient clinic | 1 | General | GB_stGeneral | 1 | 879 | 1-channel pipette, variable from 0.5 - 10 �l, | GB_st1ChannelPipetteVariableFrom0510L | 273.26 | 3 | 2
20 | Infrastructure | 7 | Free-standing general outpatient clinic | 1 | General | GB_stGeneral | 1 | 880 | 1-channel pipette, variable from 10 - 100 �l | GB_st1ChannelPipetteVariableFrom10100L | 273.26 | 4 | 3
20 | Infrastructure | 7 | Free-standing general outpatient clinic | 1 | General | GB_stGeneral | 1 | 881 | 1-channel pipette, variable from 100 - 1000 �l, | GB_st1ChannelPipetteVariableFrom1001000L | 273.26 | 4 | 4
20 | Infrastructure | 7 | Free-standing general outpatient clinic | 1 | General | GB_stGeneral | 1 | 882 | Racks suitable for pipettes offered, at least 4 positions | GB_stRacksSuitablePipettesOfferedLeast4Positions | 109.3 | 4 | 385
20 | Infrastructure | 7 | Free-standing general outpatient clinic | 1 | General | GB_stGeneral | 1 | 883 | Refrigerator with freezing department | GB_stRefrigeratorFreezingDepartment | 409.89 | 1 | 401
20 | Infrastructure | 7 | Free-standing general outpatient clinic | 1 | General | GB_stGeneral | 1 | 884 | Freezer | GB_stFreezer | 546.52 | 1 | 205
20 | Infrastructure | 7 | Free-standing general outpatient clinic | 1 | General | GB_stGeneral | 1 | 885 | Stand for multichannel pipettes | GB_stStandMultichannelPipettes | 122.97 | 1 | 452
20 | Infrastructure | 7 | Free-standing general outpatient clinic | 1 | General | GB_stGeneral | 1 | 886 | Hand-dispenser pipette, 5 dosage steps, suited for combitips | GB_stHandDispenserPipette5DosageStepsSuitedCombitips | 218.61 | 2 | 228
20 | Infrastructure | 7 | Free-standing general outpatient clinic | 1 | General | GB_stGeneral | 1 | 887 | Tripod stand for waste bags of 2 litres | GB_stTripodStandWasteBags2Litres | 10.25 | 5 | 542
20 | Infrastructure | 7 | Free-standing general outpatient clinic | 1 | General | GB_stGeneral | 1 | 888 | TB Laboratory Equipment - Culture | GB_stTBLabEquipmentCulture | 0 | 0 | 503
20 | Infrastructure | 7 | Free-standing general outpatient clinic | 1 | General | GB_stGeneral | 1 | 889 | Base Support for Laminar Air Flow Cabinet | GB_stBaseSuppLaminarAirFlowCabinet | 1024.73 | 2 | 52
20 | Infrastructure | 7 | Free-standing general outpatient clinic | 1 | General | GB_stGeneral | 1 | 890 | BSC, class I or II | GB_stBscClassIOrIi | 17761.9 | 2 | 70
20 | Infrastructure | 7 | Free-standing general outpatient clinic | 1 | General | GB_stGeneral | 1 | 891 | UPS for BSC | GB_stUpsBsc | 1639.56 | 2 | 556
20 | Infrastructure | 7 | Free-standing general outpatient clinic | 1 | General | GB_stGeneral | 1 | 892 | Minishaker or Vortex | GB_stMinishakerOrVortex | 478.21 | 3 | 303
20 | Infrastructure | 7 | Free-standing general outpatient clinic | 1 | General | GB_stGeneral | 1 | 893 | Optional : overhead stirrer, for at least 10 tubes (50 ml) | GB_stOptOverheadStirrerLeast10Tubes50Ml | 1639.56 | 2 | 321
20 | Infrastructure | 7 | Free-standing general outpatient clinic | 1 | General | GB_stGeneral | 1 | 894 | Test tube rack 18/8 stainless steel, diameter 16 mm | GB_stTestTubeRack188StainlessSteelDiameter16Mm | 38.26 | 5 | 513
20 | Infrastructure | 7 | Free-standing general outpatient clinic | 1 | General | GB_stGeneral | 1 | 895 | Test tube rack 18/8 stainless steel, diameter 35 mm | GB_stTestTubeRack188StainlessSteelDiameter35Mm | 31.42 | 5 | 514
20 | Infrastructure | 7 | Free-standing general outpatient clinic | 1 | General | GB_stGeneral | 1 | 896 | Safety gas burner with glass chimney, footswitch for temporary ignition | GB_stSafetyGasBurnerGlassChimneyFootswitchTemporaryIgnition | 573.85 | 2 | 412
20 | Infrastructure | 7 | Free-standing general outpatient clinic | 1 | General | GB_stGeneral | 1 | 897 | Safety gas tubing with safety clamps on both ends, inner diameter 9mm | GB_stSafetyGasTubingSafetyClampsBothEndsInnerDiameter9Mm | 40.99 | 2 | 413
20 | Infrastructure | 7 | Free-standing general outpatient clinic | 1 | General | GB_stGeneral | 1 | 898 | Inoculation loops, Platinum/Iridium wire, closed, 10 �l | GB_stInoculationLoopsPlatinumIridiumWireClosed10L | 122.97 | 6 | 247
20 | Infrastructure | 7 | Free-standing general outpatient clinic | 1 | General | GB_stGeneral | 1 | 899 | Loop holder | GB_stLoopHolder | 9.56 | 12 | 282
20 | Infrastructure | 7 | Free-standing general outpatient clinic | 1 | General | GB_stGeneral | 1 | 900 | Racks for loop holder | GB_stRacksLoopHolder | 16.4 | 4 | 383
20 | Infrastructure | 7 | Free-standing general outpatient clinic | 1 | General | GB_stGeneral | 1 | 901 | Stainless steel bucket with lid, capacity 10L | GB_stStainlessSteelBucketLidCapacity10L | 150.29 | 5 | 450
20 | Infrastructure | 7 | Free-standing general outpatient clinic | 1 | General | GB_stGeneral | 1 | 902 | Discard bottle, stainless steel or thick walled glass with screw cap | GB_stDiscardBottleStainlessSteelOrThickWalledGlassScrewCap | 4.1 | 5 | 142
20 | Infrastructure | 7 | Free-standing general outpatient clinic | 1 | General | GB_stGeneral | 1 | 903 | Funnel, stainless steel 18/8, top diameter 120 mm | GB_stFunnelStainlessSteel188TopDiameter120Mm | 18.45 | 3 | 210
20 | Infrastructure | 7 | Free-standing general outpatient clinic | 1 | General | GB_stGeneral | 1 | 904 | Safety box, PP, approx 3 L, for all sharps | GB_stSafetyBoxPpApprox3LAllSharps | 4.24 | 25 | 411
20 | Infrastructure | 7 | Free-standing general outpatient clinic | 1 | General | GB_stGeneral | 1 | 905 | Laboratory chair, disinfectable, 5 wheels, no arm rests | GB_stLabChairDisinfectable5WheelsNoArmRests | 245.93 | 2 | 260
20 | Infrastructure | 7 | Free-standing general outpatient clinic | 1 | General | GB_stGeneral | 1 | 906 | Incubator | GB_stIncubator | 9290.84 | 2 | 237
20 | Infrastructure | 7 | Free-standing general outpatient clinic | 1 | General | GB_stGeneral | 1 | 907 | Centrifuge | GB_stCentrifuge | 8880.95 | 1 | 88
20 | Infrastructure | 7 | Free-standing general outpatient clinic | 1 | General | GB_stGeneral | 1 | 908 | Centrifuge rotor | GB_stCentrifugeRotor | 1229.67 | 1 | 90
20 | Infrastructure | 7 | Free-standing general outpatient clinic | 1 | General | GB_stGeneral | 1 | 909 | Centrifuge rotor buckets | GB_stCentrifugeRotorBuckets | 409.89 | 4 | 91
20 | Infrastructure | 7 | Free-standing general outpatient clinic | 1 | General | GB_stGeneral | 1 | 910 | Aerosol tight lids for rotor buckets | GB_stAerosolTightLidsRotorBuckets | 136.63 | 4 | 6
20 | Infrastructure | 7 | Free-standing general outpatient clinic | 1 | General | GB_stGeneral | 1 | 911 | Reducing adapter for 50 ml centrifuge tubes | GB_stReducingAdapter50MlCentrifugeTubes | 109.3 | 4 | 397
20 | Infrastructure | 7 | Free-standing general outpatient clinic | 1 | General | GB_stGeneral | 1 | 912 | Reducing adapter for 15 ml/12 ml centrifuge tubes | GB_stReducingAdapter15Ml12MlCentrifugeTubes | 109.3 | 4 | 396
20 | Infrastructure | 7 | Free-standing general outpatient clinic | 1 | General | GB_stGeneral | 1 | 913 | Autoclave | GB_stAutoclave | 15029.3 | 2 | 42
20 | Infrastructure | 7 | Free-standing general outpatient clinic | 1 | General | GB_stGeneral | 1 | 914 | Autoclave control unit for fully automated process control | GB_stAutoclaveControlUnitFullyAutomatedProcessControl | 3005.86 | 2 | 43
20 | Infrastructure | 7 | Free-standing general outpatient clinic | 1 | General | GB_stGeneral | 1 | 915 | Exhaust air filtration system for autoclave | GB_stExhaustAirFiltrationSystemAutoclave | 3552.38 | 1 | 189
20 | Infrastructure | 7 | Free-standing general outpatient clinic | 1 | General | GB_stGeneral | 1 | 916 | Autoclave control unit for sterilization of liquids, including temperature probe | GB_stAutoclaveControlUnitSterilizationLiquidsIncludingTempProbe | 3361.1 | 1 | 44
20 | Infrastructure | 7 | Free-standing general outpatient clinic | 1 | General | GB_stGeneral | 1 | 917 | Autoclave recooling system to shorten the time of liquid sterilization | GB_stAutoclaveRecoolingSystemShortenTimeLiquidSterilization | 3415.75 | 1 | 45
20 | Infrastructure | 7 | Free-standing general outpatient clinic | 1 | General | GB_stGeneral | 1 | 918 | Wire baskets or stainless steel buckets for autoclave | GB_stWireBasketsOrStainlessSteelBucketsAutoclave | 245.93 | 2 | 582
20 | Infrastructure | 7 | Free-standing general outpatient clinic | 1 | General | GB_stGeneral | 1 | 919 | Wire baskets with drip tray for autoclave | GB_stWireBasketsDripTrayAutoclave | 478.21 | 2 | 583
20 | Infrastructure | 7 | Free-standing general outpatient clinic | 1 | General | GB_stGeneral | 1 | 920 | Hot-air oven | GB_stHotAirOven | 3825.64 | 1 | 233
20 | Infrastructure | 7 | Free-standing general outpatient clinic | 1 | General | GB_stGeneral | 1 | 921 | Optional Ion exchanger cartridge, flow rate approx. 950 L/h | GB_stOptIonExchangerCartridgeFlowRateApprox950LH | 1093.04 | 2 | 325
20 | Infrastructure | 7 | Free-standing general outpatient clinic | 1 | General | GB_stGeneral | 1 | 922 | Conductivity measuring device for laboratory grade water, digital | GB_stConductivityMeasDeviceLabGradeWaterDigital | 437.22 | 2 | 114
20 | Infrastructure | 7 | Free-standing general outpatient clinic | 1 | General | GB_stGeneral | 1 | 923 | Ion exchanger resin for laboratory grade water, pack of 5x10 L resin | GB_stIonExchangerResinLabGradeWaterPack5X10LResin | 81.98 | 5 | 250
20 | Infrastructure | 7 | Free-standing general outpatient clinic | 1 | General | GB_stGeneral | 1 | 924 | Water distiller | GB_stWaterDistiller | 1776.19 | 1 | 574
20 | Infrastructure | 7 | Free-standing general outpatient clinic | 1 | General | GB_stGeneral | 1 | 925 | Balloon high-density poyethylene (HDPE) with discharge cock, 30 liters | GB_stBalloonHighDensityPoyethyleneHdpeDischargeCock30Liters | 81.98 | 1 | 49
20 | Infrastructure | 7 | Free-standing general outpatient clinic | 1 | General | GB_stGeneral | 1 | 926 | Balloon high-density poyethylene (HDPE) with discharge cock, 10 liters | GB_stBalloonHighDensityPoyethyleneHdpeDischargeCock10Liters | 54.65 | 4 | 48
20 | Infrastructure | 7 | Free-standing general outpatient clinic | 1 | General | GB_stGeneral | 1 | 927 | Stop cock, winding for HDPE balloon | GB_stStopCockWindingHdpeBalloon | 4.44 | 10 | 475
20 | Infrastructure | 7 | Free-standing general outpatient clinic | 1 | General | GB_stGeneral | 1 | 928 | Racks for test tubes, PP, autoclavable, 60 positions | GB_stRacksTestTubesPpAutoclavable60Positions | 10.93 | 12 | 384
20 | Infrastructure | 7 | Free-standing general outpatient clinic | 1 | General | GB_stGeneral | 1 | 929 | Alarm clock / digital timer, 4 digits | GB_stAlarmClockDigitalTimer4Digits | 27.33 | 1 | 7
20 | Infrastructure | 7 | Free-standing general outpatient clinic | 1 | General | GB_stGeneral | 1 | 930 | Safety-Pipetting Ball, standard | GB_stSafetyPipettingBallStandard | 3.42 | 10 | 414
20 | Infrastructure | 7 | Free-standing general outpatient clinic | 1 | General | GB_stGeneral | 1 | 931 | Automated pipetting aid, battery capacity for 8 h work, 200 g weight | GB_stAutomatedPipettingAidBatteryCapacity8HWork200GWeight | 478.21 | 2 | 47
20 | Infrastructure | 7 | Free-standing general outpatient clinic | 1 | General | GB_stGeneral | 1 | 932 | Pipette washer | GB_stPipetteWasher | 170.79 | 1 | 365
20 | Infrastructure | 7 | Free-standing general outpatient clinic | 1 | General | GB_stGeneral | 1 | 933 | Transport boxes for specimens meeting WHO requirements of P650 package | GB_stTransportBoxesSpecimensMeetWhoRequirementsP650Package | 20.49 | 10 | 539
20 | Infrastructure | 7 | Free-standing general outpatient clinic | 1 | General | GB_stGeneral | 1 | 934 | Electronic maxima-minima-thermometers, two channels, thin cable with sensor, battery, measuring range -50�C/+60�C | GB_stElectronicMaximaMinimaThermometersTwoChannelsThinCable | 27.33 | 10 | 163
20 | Infrastructure | 7 | Free-standing general outpatient clinic | 1 | General | GB_stGeneral | 1 | 935 | Electronic maxima-minima-thermometers, two channels, battery, measuring range -10�C/+50�C | GB_stElectronicMaximaMinimaThermometersTwoChannelsBattery | 27.33 | 10 | 162
20 | Infrastructure | 7 | Free-standing general outpatient clinic | 1 | General | GB_stGeneral | 1 | 936 | Dispenser for 1000 ml bottle for liquid soap, for wall mounting, 1 per sink | GB_stDispenser1000MlBottleLiquidSoapWallMounting1PerSink | 68.32 | 2 | 143
20 | Infrastructure | 7 | Free-standing general outpatient clinic | 1 | General | GB_stGeneral | 1 | 937 | Dispenser for hand towels, for wall mounting, 1 per sink | GB_stDispenserHandTowelsWallMounting1PerSink | 47.82 | 2 | 144
20 | Infrastructure | 7 | Free-standing general outpatient clinic | 1 | General | GB_stGeneral | 1 | 938 | Goggles, according to EN 166 and EN 170, frame adjustable, integrated side and top protection, total weight <40 g | GB_stGogglesAccordingEn166En170FrameAdjustable | 8.2 | 5 | 223
20 | Infrastructure | 7 | Free-standing general outpatient clinic | 1 | General | GB_stGeneral | 1 | 939 | Emergency spill-kit | GB_stEmergencySpillKit | 34.16 | 1 | 166
20 | Infrastructure | 7 | Free-standing general outpatient clinic | 1 | General | GB_stGeneral | 1 | 940 | First aid kit | GB_stFirstAidKit | 327.91 | 1 | 193
20 | Infrastructure | 7 | Free-standing general outpatient clinic | 1 | General | GB_stGeneral | 1 | 941 | Anemometer | GB_stAnemometer | 2049.45 | 1 | 34
20 | Infrastructure | 7 | Free-standing general outpatient clinic | 1 | General | GB_stGeneral | 1 | 942 | Analytical balance | GB_stAnalyticalBalance | 4782.05 | 1 | 32
20 | Infrastructure | 7 | Free-standing general outpatient clinic | 1 | General | GB_stGeneral | 1 | 943 | pH meter | GB_stPhMeter | 819.78 | 1 | 357
20 | Infrastructure | 7 | Free-standing general outpatient clinic | 1 | General | GB_stGeneral | 1 | 944 | Bunsen burner with fine tuning | GB_stBunsenBurnerFineTuning | 143.46 | 1 | 74
20 | Infrastructure | 7 | Free-standing general outpatient clinic | 1 | General | GB_stGeneral | 1 | 945 | Tripod stand | GB_stTripodStand | 16.4 | 1 | 541
20 | Infrastructure | 7 | Free-standing general outpatient clinic | 1 | General | GB_stGeneral | 1 | 946 | Water bath, capacity approximately 20 L | GB_stWaterBathCapacityApproximately20L | 1502.93 | 1 | 573
20 | Infrastructure | 7 | Free-standing general outpatient clinic | 1 | General | GB_stGeneral | 1 | 947 | Magnetic stirrer | GB_stMagneticStirrer | 580.68 | 1 | 284
20 | Infrastructure | 7 | Free-standing general outpatient clinic | 1 | General | GB_stGeneral | 1 | 948 | Magnetic stirring bars, round-shaped, polytetrafluorethylen (PTFE) coated. Set of 10: 1x 15 mm, 2X 20 mm, 2x 25 mm, 1x 30 mm, 2x 40 mm, 2x 50 mm length. | GB_stMagneticStirringBars | 68.32 | 1 | 285
20 | Infrastructure | 7 | Free-standing general outpatient clinic | 1 | General | GB_stGeneral | 1 | 949 | Sterile filling station of culture media, consisting of 1000 ml Squibb sedimentation funnels or cylindric dropping funnels, with tube for pressure exchange, stopcocks made of glass and Teflon stopper, outlet diameter 4 mm | GB_stSterileFillingStationCultureMediaConsisting1000MlSquibb | 68.32 | 3 | 461
20 | Infrastructure | 7 | Free-standing general outpatient clinic | 1 | General | GB_stGeneral | 1 | 950 | Stative for Squibb sedimentation funnels consisting of plate, rod and clamp | GB_stStativeSquibbSedimentationFunnelsConsistingPlateRodClamp | 136.63 | 3 | 455
20 | Infrastructure | 7 | Free-standing general outpatient clinic | 1 | General | GB_stGeneral | 1 | 951 | Inspissator for coagulation of egg-based culture media | GB_stInspissatorCoagulationEggBasedCultureMedia | 8197.8 | 1 | 248
20 | Infrastructure | 7 | Free-standing general outpatient clinic | 1 | General | GB_stGeneral | 1 | 952 | Refrigerator with freezing department | GB_stNull | 819.78 | 1 | 402
20 | Infrastructure | 7 | Free-standing general outpatient clinic | 1 | General | GB_stGeneral | 1 | 953 | Refrigerator | GB_stRefrigerator | 409.89 | 2 | 400
20 | Infrastructure | 7 | Free-standing general outpatient clinic | 1 | General | GB_stGeneral | 1 | 954 | Stainless steel funnel, short wide stem with air drain, diameter 150 mm on top | GB_stStainlessSteelFunnelShortWideStemAirDrainDiameter150MmTop | 13.66 | 5 | 451
20 | Infrastructure | 7 | Free-standing general outpatient clinic | 1 | General | GB_stGeneral | 1 | 955 | Swan neck bottles (PE flask, narrow neck with screw cap and water dispenser) set of one each 250, 500, 1000ml | GB_stSwanNeckBottles | 16.4 | 5 | 486
20 | Infrastructure | 7 | Free-standing general outpatient clinic | 1 | General | GB_stGeneral | 1 | 956 | Bowl, plastic, 500 x 350 mm | GB_stBowlPlastic500X350Mm | 2.73 | 5 | 67
20 | Infrastructure | 7 | Free-standing general outpatient clinic | 1 | General | GB_stGeneral | 1 | 957 | Erlenmeyer flasks, borosilicate 3.3, wide neck, graduated, autoclavable, 2000 ml | GB_stErlenmeyerFlasksBorosilicate33WideNeckGradAutoclavable2000Ml | 34.16 | 2 | 175
20 | Infrastructure | 7 | Free-standing general outpatient clinic | 1 | General | GB_stGeneral | 1 | 958 | Erlenmeyer flasks, borosilicate 3.3, wide neck, graduated, autoclavable, 1000 ml | GB_stErlenmeyerFlasksBorosilicate33WideNeckGradAutoclavable1000Ml | 163.96 | 10 | 174
20 | Infrastructure | 7 | Free-standing general outpatient clinic | 1 | General | GB_stGeneral | 1 | 959 | Erlenmeyer flasks, borosilicate 3.3, wide neck, autoclavable, 500 ml | GB_stErlenmeyerFlasksBorosilicate33WideNeckAutoclavable500Ml | 81.98 | 10 | 172
20 | Infrastructure | 7 | Free-standing general outpatient clinic | 1 | General | GB_stGeneral | 1 | 960 | Erlenmeyer flasks, borosilicate 3.3, wide neck, graduated, autoclavable, 250 ml | GB_stErlenmeyerFlasksBorosilicate33WideNeckGradAutoclavable250Ml | 61.48 | 10 | 176
20 | Infrastructure | 7 | Free-standing general outpatient clinic | 1 | General | GB_stGeneral | 1 | 961 | Erlenmeyer flasks, borosilicate 3.3, wide neck, graduated, 100 ml, pack. unit 10 | GB_stErlenmeyerFlasksBorosilicate33WideNeckGrad100MlPackUnit10 | 54.65 | 20 | 173
20 | Infrastructure | 7 | Free-standing general outpatient clinic | 1 | General | GB_stGeneral | 1 | 962 | Erlenmeyer flasks, borosilicate 3.3, wide neck, graduated, autoclavable, 50 ml | GB_stErlenmeyerFlasksBorosilicate33WideNeckGradAutoclavable50Ml | 54.65 | 20 | 177
20 | Infrastructure | 7 | Free-standing general outpatient clinic | 1 | General | GB_stGeneral | 1 | 963 | Measuring cylinder, class A; TPX, autoclavable, 1000 ml, graduated 10.0 ml | GB_stMeasCylinderClassTpxAutoclavable1000MlGrad100Ml | 22.27 | 5 | 293
20 | Infrastructure | 7 | Free-standing general outpatient clinic | 1 | General | GB_stGeneral | 1 | 964 | Measuring cylinder, class A; TPX, autoclavable, 500 ml, graduated 5.0 ml | GB_stMeasCylinderClassTpxAutoclavable500MlGrad50Ml | 14.35 | 5 | 295
20 | Infrastructure | 7 | Free-standing general outpatient clinic | 1 | General | GB_stGeneral | 1 | 965 | Measuring cylinder, class A; TPX, autoclavable, 250 ml, graduated 2.0 ml | GB_stMeasCylinderClassTpxAutoclavable250MlGrad20Ml | 9.5 | 5 | 291
20 | Infrastructure | 7 | Free-standing general outpatient clinic | 1 | General | GB_stGeneral | 1 | 966 | Measuring cylinder, class A; TPX, autoclavable, 100 ml, graduated 1.0 ml | GB_stMeasCylinderClassTpxAutoclavable100MlGrad10Ml | 6.15 | 5 | 292
20 | Infrastructure | 7 | Free-standing general outpatient clinic | 1 | General | GB_stGeneral | 1 | 967 | Measuring cylinder, class A; TPX, autoclavable, 50 ml, graduated 1.0 ml | GB_stMeasCylinderClassTpxAutoclavable50MlGrad10Ml | 4.65 | 5 | 294
20 | Infrastructure | 7 | Free-standing general outpatient clinic | 1 | General | GB_stGeneral | 1 | 968 | Thick-walled glass flask for preparation of culture medium; with flanged rim; 2500 ml | GB_stThickWalledGlassFlaskPreparationCultureMediumFlangedRim2500Ml | 58.75 | 6 | 527
20 | Infrastructure | 7 | Free-standing general outpatient clinic | 1 | General | GB_stGeneral | 1 | 969 | Thick walled bottles, borosilicate 3.3, graduated, transparent, PP ring and cap, 2000 ml | GB_stThickWalledBottlesBorosilicate33GradTransparentPpRingCap2000Ml | 24.59 | 3 | 524
20 | Infrastructure | 7 | Free-standing general outpatient clinic | 1 | General | GB_stGeneral | 1 | 970 | Thick walled bottles, borosilicate 3.3, graduated, transparent, PP ring and cap, 1000 ml | GB_stThickWalledBottlesBorosilicate33GradTransparentPpRingCap1000Ml | 14.35 | 10 | 523
20 | Infrastructure | 7 | Free-standing general outpatient clinic | 1 | General | GB_stGeneral | 1 | 971 | Thick walled bottles, borosilicate 3.3, graduated, transparent, PP ring and cap, 500 ml; | GB_stThickWalledBottlesBorosilicate33GradTransparentPpRingCap500Ml | 9.29 | 5 | 525
20 | Infrastructure | 7 | Free-standing general outpatient clinic | 1 | General | GB_stGeneral | 1 | 972 | Thick walled bottles, borosilicate 3.3, graduated, amber, PP ring and cap, 11000 ml | GB_stThickWalledBottlesBorosilicate33GradAmberPpRingCap11000Ml | 16.4 | 3 | 522
20 | Infrastructure | 7 | Free-standing general outpatient clinic | 1 | General | GB_stGeneral | 1 | 973 | Thick walled bottles, borosilicate 3.3, graduated, amber, PP ring and cap, 1, 2000 ml | GB_stThickWalledBottlesBorosilicate33GradAmberPpRingCap12000Ml | 27.33 | 2 | 521
20 | Infrastructure | 7 | Free-standing general outpatient clinic | 1 | General | GB_stGeneral | 1 | 974 | Screw caps with weld in PFTE membrane, 0.2 �m pore size, autoclavable to 140 �C | GB_stScrewCapsWeldPfteMembrane02MPoreSizeAutoclavable140C | 3.01 | 10 | 428
20 | Infrastructure | 7 | Free-standing general outpatient clinic | 1 | General | GB_stGeneral | 1 | 975 | Laboratory beaker, EFTE, low form with graduation and spout, 2000 ml | GB_stLabBeakerEfteLowFormGraduationSpout2000Ml | 136.63 | 3 | 257
20 | Infrastructure | 7 | Free-standing general outpatient clinic | 1 | General | GB_stGeneral | 1 | 976 | Laboratory beaker, EFTE, low form with graduation and spout, 1000 ml | GB_stLabBeakerEfteLowFormGraduationSpout1000Ml | 68.32 | 3 | 256
20 | Infrastructure | 7 | Free-standing general outpatient clinic | 1 | General | GB_stGeneral | 1 | 977 | Laboratory beaker, EFTE, low form with graduation and spout, 600 ml | GB_stLabBeakerEfteLowFormGraduationSpout600Ml | 54.65 | 10 | 259
20 | Infrastructure | 7 | Free-standing general outpatient clinic | 1 | General | GB_stGeneral | 1 | 978 | Laboratory beaker, EFTE, low form with graduation and spout, 250 ml | GB_stLabBeakerEfteLowFormGraduationSpout250Ml | 24.59 | 10 | 258
20 | Infrastructure | 7 | Free-standing general outpatient clinic | 1 | General | GB_stGeneral | 1 | 979 | Laboratory beaker, EFTE, low form with graduation and spout, 100 ml | GB_stLabBeakerEfteLowFormGraduationSpout100Ml | 15.03 | 10 | 255
20 | Infrastructure | 7 | Free-standing general outpatient clinic | 1 | General | GB_stGeneral | 1 | 980 | Laboratory glassware drying rack, wall mounted; polystyrene; minimum 24 pegs | GB_stLabGlasswareDryingRackWallMountedPolystyreneMin24Pegs | 184.45 | 1 | 261
20 | Infrastructure | 7 | Free-standing general outpatient clinic | 1 | General | GB_stGeneral | 1 | 981 | Funnel, soda lime glass, plain, short stem, d = 75 mm | GB_stFunnelSodaLimeGlassPlainShortStemD75Mm | 6.83 | 5 | 208
20 | Infrastructure | 7 | Free-standing general outpatient clinic | 1 | General | GB_stGeneral | 1 | 982 | Funnel, soda lime glass, plain, short stem, d = 125 mm | GB_stFunnelSodaLimeGlassPlainShortStemD125Mm | 10.93 | 5 | 209
20 | Infrastructure | 7 | Free-standing general outpatient clinic | 1 | General | GB_stGeneral | 1 | 983 | Powder funnel , diameter 100mm | GB_stPowderFunnelDiameter100Mm | 10.93 | 5 | 372
20 | Infrastructure | 7 | Free-standing general outpatient clinic | 1 | General | GB_stGeneral | 1 | 984 | Glass beads, massive glass, 5 mm diameter | GB_stGlassBeadsMassiveGlass5MmDiameter | 34.16 | 2 | 215
20 | Infrastructure | 7 | Free-standing general outpatient clinic | 1 | General | GB_stGeneral | 1 | 985 | Glass beads, massive glass, 3 mm diameter | GB_stGlassBeadsMassiveGlass3MmDiameter | 34.16 | 1 | 214
20 | Infrastructure | 7 | Free-standing general outpatient clinic | 1 | General | GB_stGeneral | 1 | 986 | Thick walled Pyrex tubes with ISO winding and autoclavable screw cap with tight gasket, 16x100 mm; package of 100 | GB_stThickWalledPyrexTubes | 109.3 | 10 | 526
20 | Infrastructure | 7 | Free-standing general outpatient clinic | 1 | General | GB_stGeneral | 1 | 987 | Strainer, stainless steel, 1 grip, 2 eyes, diameter 20 cm | GB_stStrainerStainlessSteel1Grip2EyesDiameter20Cm | 21.86 | 1 | 476
20 | Infrastructure | 7 | Free-standing general outpatient clinic | 1 | General | GB_stGeneral | 1 | 988 | Forceps; pointed; straight; 18/8 stainless steel, polished | GB_stForcepsPointedStraight188StainlessSteelPolished | 9.39 | 5 | 203
20 | Infrastructure | 7 | Free-standing general outpatient clinic | 1 | General | GB_stGeneral | 1 | 989 | Optional: Laboratory washer-disinfector for laboratory glass, 2 baskets | GB_stOptLabWasherDisinfectorLabGlass2Baskets | 5055.31 | 1 | 330
20 | Infrastructure | 7 | Free-standing general outpatient clinic | 1 | General | GB_stGeneral | 1 | 990 | Separate water supply for deionised water with conductivity measure R 3/4" with digital display and hose-set for in-and outflow | GB_stSeparateWaterSupply | 929.08 | 1 | 431
20 | Infrastructure | 7 | Free-standing general outpatient clinic | 1 | General | GB_stGeneral | 1 | 991 | Aqua purificator cabinet for two de-mineralising cartridges | GB_stAquaPurificatorCabinetTwoDeMineralisingCartridges | 409.89 | 1 | 37
20 | Infrastructure | 7 | Free-standing general outpatient clinic | 1 | General | GB_stGeneral | 1 | 992 | TB Laboratory Equipment - DST | GB_stTBLabEquipmentDst | 0 | 0 | 504
20 | Infrastructure | 7 | Free-standing general outpatient clinic | 1 | General | GB_stGeneral | 1 | 993 | Desiccator, borosilicate glass, inner diameter 150-200 mm, lid with thread GL 32 | GB_stDesiccatorBorosilicateGlassInnerDiameter150200MmLidThreadGl32 | 273.26 | 2 | 134
20 | Infrastructure | 7 | Free-standing general outpatient clinic | 1 | General | GB_stGeneral | 1 | 994 | Membrane vacuum pump for desiccator, pressure endpoint < 20 mbar | GB_stMembraneVacuumPumpDesiccatorPressureEndpoint20Mbar | 1093.04 | 1 | 297
20 | Infrastructure | 7 | Free-standing general outpatient clinic | 1 | General | GB_stGeneral | 1 | 995 | Woulff flask consisting of borosilicate glass, 1000 ml with thread GL 45 screw cap | GB_stWoulffFlaskConsistingBorosilicateGlass1000MlThreadGl45ScrewCap | 47.82 | 1 | 586
20 | Infrastructure | 7 | Free-standing general outpatient clinic | 1 | General | GB_stGeneral | 1 | 996 | Vacuum tube, 3m | GB_stVacuumTube3M | 27.33 | 1 | 559
20 | Infrastructure | 7 | Free-standing general outpatient clinic | 1 | General | GB_stGeneral | 1 | 997 | Precision balance | GB_stPrecisionBalance | 1366.3 | 1 | 373
20 | Infrastructure | 7 | Free-standing general outpatient clinic | 1 | General | GB_stGeneral | 1 | 998 | Sterile filling station of culture media, consisting of 250 ml Squibb sedimentation funnels or cylindric dropping funnels, with tube for pressure exchange, stopcocks made of glass and Teflon stopper, outlet diameter 4 mm | GB_stSterileFillingStationCultureMediaConsisting250MlSquibb | 40.99 | 7 | 462
20 | Infrastructure | 7 | Free-standing general outpatient clinic | 1 | General | GB_stGeneral | 1 | 999 | Refrigerator with freezing department | GB_stNull | 819.78 | 1 | 402
20 | Infrastructure | 7 | Free-standing general outpatient clinic | 1 | General | GB_stGeneral | 1 | 1000 | Refrigerator | GB_stRefrigerator | 409.89 | 1 | 400
20 | Infrastructure | 7 | Free-standing general outpatient clinic | 1 | General | GB_stGeneral | 1 | 1001 | Optional: Chest freezer, 70 litres, temperature range: -18 �C to - 28 �C, complete with cassettes and racks | GB_stOptChestFreezer | 1366.3 | 1 | 329
20 | Infrastructure | 7 | Free-standing general outpatient clinic | 1 | General | GB_stGeneral | 1 | 1002 | Pipettes 1 ml, glass, graduated 0,01 ml, conformity certified, pack of 10 pieces | GB_stPipettes1MlGlassGrad001MlConformityCertifiedPack10Pieces | 27.33 | 3 | 366
20 | Infrastructure | 7 | Free-standing general outpatient clinic | 1 | General | GB_stGeneral | 1 | 1003 | Pipettes 2 ml, glass, graduated 0,02 ml, conformity certified, pack of 10 pieces | GB_stPipettes2MlGlassGrad002MlConformityCertifiedPack10Pieces | 28.69 | 3 | 368
20 | Infrastructure | 7 | Free-standing general outpatient clinic | 1 | General | GB_stGeneral | 1 | 1004 | Pipettes 10 ml, glass, graduated 0,05 ml, conformity certified, pack of 10 pieces | GB_stPipettes10MlGlassGrad005MlConformityCertifiedPack10Pieces | 30.06 | 3 | 367
20 | Infrastructure | 7 | Free-standing general outpatient clinic | 1 | General | GB_stGeneral | 1 | 1005 | Pipettes 5 ml, glass, graduated 0,1 ml, conformity certified, pack of 10 pieces | GB_stPipettes5MlGlassGrad01MlConformityCertifiedPack10Pieces | 31.42 | 3 | 369
20 | Infrastructure | 7 | Free-standing general outpatient clinic | 1 | General | GB_stGeneral | 1 | 1006 | Pipette box aluminium with lid, autoclavable, suitable for 35 cm long pipettes | GB_stPipetteBoxAluminiumLidAutoclavableSuitable35CmLongPipettes | 136.63 | 10 | 364
20 | Infrastructure | 7 | Free-standing general outpatient clinic | 1 | General | GB_stGeneral | 1 | 1007 | TB Laboratory Equipment - Additional items for Culture and DST | GB_stTBLabEquipmentAdditionalItemsCultureDst | 0 | 0 | 502
20 | Infrastructure | 7 | Free-standing general outpatient clinic | 1 | General | GB_stGeneral | 1 | 1008 | Automated analyser for liquid culture media with growth detection based on a fluorescent signal, 960 vials | GB_stAutomatedAnalyserLiquidCultureMedia | 79655.29 | 2 | 46
20 | Infrastructure | 7 | Free-standing general outpatient clinic | 1 | General | GB_stGeneral | 1 | 1009 | Automated analyser for liquid culture media with growth detection based on a fluorescent signal, 960 vials | GB_stAutomatedAnalyserLiquidCultureMedia | 39827.65 | 2 | 46
20 | Infrastructure | 7 | Free-standing general outpatient clinic |  |  | GB_stNull | 2 | 1010 | shelf | GB_stShelf | 108 | 5 | 433
20 | Infrastructure | 7 | Free-standing general outpatient clinic |  |  | GB_stNull | 2 | 1011 | shelf with racks | GB_stShelfRacks | 126 | 4 | 435
20 | Infrastructure | 7 | Free-standing general outpatient clinic |  |  | GB_stNull | 2 | 1012 | shelf with racks | GB_stShelfRacks | 144 | 12 | 435
20 | Infrastructure | 7 | Free-standing general outpatient clinic |  |  | GB_stNull | 2 | 1013 | shelf with | GB_stShelfWith | 108 | 4 | 434
20 | Infrastructure | 7 | Free-standing general outpatient clinic |  |  | GB_stNull | 2 | 1014 | file cabinet 4 drawers | GB_stFileCabinet4Drawers | 155 | 1 | 192
20 | Infrastructure | 7 | Free-standing general outpatient clinic |  |  | GB_stNull | 2 | 1015 | secretary chair | GB_stSecretaryChair | 45 | 12 | 430
20 | Infrastructure | 7 | Free-standing general outpatient clinic |  |  | GB_stNull | 2 | 1016 | Stools, Adjustable | GB_stStoolsAdjustable | 54 | 5 | 474
20 | Infrastructure | 7 | Free-standing general outpatient clinic |  |  | GB_stNull | 2 | 1017 | chair | GB_stChair | 54 | 15 | 95
20 | Infrastructure | 7 | Free-standing general outpatient clinic |  |  | GB_stNull | 2 | 1018 | stool, revolving | GB_stStoolRevolving | 35 | 15 | 472
20 | Infrastructure | 7 | Free-standing general outpatient clinic |  |  | GB_stNull | 2 | 1019 | stool, revolving with backrest | GB_stStoolRevolvingBackrest | 68 | 22 | 473
20 | Infrastructure | 7 | Free-standing general outpatient clinic |  |  | GB_stNull | 2 | 1020 | bath,trough | GB_stBathTrough | 270 | 1 | 56
20 | Infrastructure | 7 | Free-standing general outpatient clinic |  |  | GB_stNull | 2 | 1021 | step stool | GB_stStepStool | 52 | 10 | 456
20 | Infrastructure | 7 | Free-standing general outpatient clinic |  |  | GB_stNull | 2 | 1022 | bars, paralel for rehabilitation | GB_stBarsParalelRehabilitation | 819 | 1 | 51
20 | Infrastructure | 7 | Free-standing general outpatient clinic |  |  | GB_stNull | 2 | 1023 | ergometer | GB_stErgometer | 0 | 3 | 171
20 | Infrastructure | 7 | Free-standing general outpatient clinic |  |  | GB_stNull | 2 | 1024 | hamper | GB_stHamper | 68 | 109 | 226
20 | Infrastructure | 7 | Free-standing general outpatient clinic |  |  | GB_stNull | 2 | 1025 | waste disposal with pedal | GB_stWasteDisposalPedal | 46 | 12 | 572
20 | Infrastructure | 7 | Free-standing general outpatient clinic |  |  | GB_stNull | 2 | 1026 | cart, dressing | GB_stCartDressing | 396 | 16 | 84
20 | Infrastructure | 7 | Free-standing general outpatient clinic |  |  | GB_stNull | 2 | 1027 | Carts, Linen/Laundry | GB_stCartsLinenLaundry | 167 | 27 | 85
20 | Infrastructure | 7 | Free-standing general outpatient clinic |  |  | GB_stNull | 2 | 1028 | carts, supermarket for sterilized | GB_stCartsSupermarketSterilized | 360 | 3 | 86
20 | Infrastructure | 7 | Free-standing general outpatient clinic |  |  | GB_stNull | 2 | 1029 | wheel cart | GB_stWheelCart | 540 | 8 | 1
20 | Infrastructure | 7 | Free-standing general outpatient clinic |  |  | GB_stNull | 2 | 1030 | Hampers | GB_stHampers | 32 | 22 | 227
20 | Infrastructure | 7 | Free-standing general outpatient clinic |  |  | GB_stNull | 2 | 1031 | cushion, therapeutic exercises | GB_stCushionTherapeuticExercises | 180 | 1 | 125
20 | Infrastructure | 7 | Free-standing general outpatient clinic |  |  | GB_stNull | 2 | 1032 | Toileting assistive products | GB_stToiletingAssistiveProducts | 63 | 100 | 534
20 | Infrastructure | 7 | Free-standing general outpatient clinic |  |  | GB_stNull | 2 | 1033 | infant bedpan | GB_stInfantBedpan | 63 | 17 | 242
20 | Infrastructure | 7 | Free-standing general outpatient clinic |  |  | GB_stNull | 2 | 1034 | Curtain, general-purpose, single use | GB_stCurtainGeneralPurposeSingleUse | 101 | 39 | 122
20 | Infrastructure | 7 | Free-standing general outpatient clinic |  |  | GB_stNull | 2 | 1035 | bucket, inox | GB_stBucketInox | 46 | 32 | 71
20 | Infrastructure | 7 | Free-standing general outpatient clinic |  |  | GB_stNull | 2 | 1036 | steps, finger rehabilitation | GB_stStepsFingerRehabilitation | 144 | 2 | 458
20 | Infrastructure | 7 | Free-standing general outpatient clinic |  |  | GB_stNull | 2 | 1037 | steps and ramp rehab | GB_stStepsRampRehab | 666 | 1 | 457
20 | Infrastructure | 7 | Free-standing general outpatient clinic |  |  | GB_stNull | 2 | 1038 | desk, physician | GB_stDeskPhysician | 135 | 11 | 135
20 | Infrastructure | 7 | Free-standing general outpatient clinic |  |  | GB_stNull | 2 | 1039 | computer terminals, hospital inf system | GB_stComputerTerminalsHospitalInfSystem | 1350 | 17 | 113
20 | Infrastructure | 7 | Free-standing general outpatient clinic |  |  | GB_stNull | 2 | 1040 | Table, instrument | GB_stTableInstrument | 180 | 3 | 490
20 | Infrastructure | 7 | Free-standing general outpatient clinic |  |  | GB_stNull | 2 | 1041 | table, mayo | GB_stTableMayo | 108 | 11 | 492
20 | Infrastructure | 7 | Free-standing general outpatient clinic |  |  | GB_stNull | 2 | 1042 | table, pasteur | GB_stTablePasteur | 180 | 43 | 497
20 | Infrastructure | 7 | Free-standing general outpatient clinic |  |  | GB_stNull | 2 | 1043 | table, kydney | GB_stTableKydney | 180 | 1 | 491
20 | Infrastructure | 7 | Free-standing general outpatient clinic |  |  | GB_stNull | 2 | 1044 | Urinals | GB_stUrinals | 33 | 20 | 557
20 | Infrastructure | 7 | Free-standing general outpatient clinic |  |  | GB_stNull | 2 | 1045 | hanger, radiological aprons | GB_stHangerRadiologicalAprons | 23 | 1 | 229
20 | Infrastructure | 7 | Free-standing general outpatient clinic |  |  | GB_stNull | 2 | 1046 | Toileting assistive products | GB_stToiletingAssistiveProducts | 81 | 20 | 534
20 | Infrastructure | 7 | Free-standing general outpatient clinic |  |  | GB_stNull | 2 | 1047 | Intravenous hanger | GB_stIntravenousHanger | 54 | 84 | 249
20 | Infrastructure | 7 | Free-standing general outpatient clinic |  |  | GB_stNull | 2 | 1048 | clock, wall | GB_stClockWall | 45 | 2 | 107
20 | Infrastructure | 7 | Free-standing general outpatient clinic |  |  | GB_stNull | 2 | 1049 | rail, infusion | GB_stRailInfusion | 41 | 31 | 393
20 | Infrastructure | 7 | Free-standing general outpatient clinic |  |  | GB_stNull | 2 | 1050 | Wheelchair, <specify> | GB_stWheelchairSpecify | 405 | 17 | 580
20 | Infrastructure | 7 | Free-standing general outpatient clinic |  |  | GB_stNull | 2 | 1051 | Cabinets, Storage, Bedpan/Urinal | GB_stCabinetsStorageBedpanUrinal | 743 | 1 | 80
20 | Infrastructure | 8 | Free-standing specialized outpatient clinic | 1 | General | GB_stGeneral | 1 | 519 | Accelerator system, linear | GB_stAcceleratorSystemLinear | 750000 | 1 | 5
20 | Infrastructure | 8 | Free-standing specialized outpatient clinic | 1 | General | GB_stGeneral | 1 | 520 | Anaesthesia gas delivery unit | GB_stAnaesthesiaGasDeliveryUnit | 80063.98 | 6 | 8
20 | Infrastructure | 8 | Free-standing specialized outpatient clinic | 1 | General | GB_stGeneral | 1 | 521 | Anaesthesia system, general-purpose | GB_stAnaesthesiaSystemGeneralPurpose | 86306.2 | 1 | 11
20 | Infrastructure | 8 | Free-standing specialized outpatient clinic | 1 | General | GB_stGeneral | 1 | 522 | Analyser, blood culture, automated | GB_stAnalyserBloodCultureAutomated | 8164.8 | 1 | 13
20 | Infrastructure | 8 | Free-standing specialized outpatient clinic | 1 | General | GB_stGeneral | 1 | 523 | Analyser, blood gas, general-purpose | GB_stAnalyserBloodGasGeneralPurpose | 58965.93 | 2 | 14
20 | Infrastructure | 8 | Free-standing specialized outpatient clinic | 1 | General | GB_stGeneral | 1 | 524 | Analyser, clinical chemistry, automated, discrete | GB_stAnalyserClinicalChemistryAutomatedDiscrete | 26987.23 | 2 | 16
20 | Infrastructure | 8 | Free-standing specialized outpatient clinic | 1 | General | GB_stGeneral | 1 | 525 | Analyser, electrolyte, flame photometer | GB_stAnalyserElectrolyteFlamePhotometer | 58965.93 | 4 | 17
20 | Infrastructure | 8 | Free-standing specialized outpatient clinic | 1 | General | GB_stGeneral | 1 | 526 | Analyser, electrophoresis, protein fractionation | GB_stAnalyserElectrophoresisProteinFractionation | 57000 | 1 | 18
20 | Infrastructure | 8 | Free-standing specialized outpatient clinic | 1 | General | GB_stGeneral | 1 | 527 | Analyser, haematology, blood grouping | GB_stAnalyserHaematologyBloodGrouping | 6248 | 2 | 20
20 | Infrastructure | 8 | Free-standing specialized outpatient clinic | 1 | General | GB_stGeneral | 1 | 528 | Analyser, haematology, cell-differential | GB_stAnalyserHaematologyCellDifferential | 563.71 | 2 | 21
20 | Infrastructure | 8 | Free-standing specialized outpatient clinic | 1 | General | GB_stGeneral | 1 | 529 | Analyser, immunoassay, chemiluminescent | GB_stAnalyserImmunoassayChemiluminescent | 42000 | 2 | 24
20 | Infrastructure | 8 | Free-standing specialized outpatient clinic | 1 | General | GB_stGeneral | 1 | 530 | Analyser, immunoassay, enzyme | GB_stAnalyserImmunoassayEnzyme | 9000 | 1 | 25
20 | Infrastructure | 8 | Free-standing specialized outpatient clinic | 1 | General | GB_stGeneral | 1 | 531 | Analyser, immunoassay, fluorescent | GB_stAnalyserImmunoassayFluorescent | 25000 | 1 | 26
20 | Infrastructure | 8 | Free-standing specialized outpatient clinic | 1 | General | GB_stGeneral | 1 | 532 | Analyser, immunoassay, light transmission | GB_stAnalyserImmunoassayLightTransmission | 0 | 1 | 27
20 | Infrastructure | 8 | Free-standing specialized outpatient clinic | 1 | General | GB_stGeneral | 1 | 533 | Analyser, immunoassay, radioisotopic | GB_stAnalyserImmunoassayRadioisotopic | 0 | 1 | 28
20 | Infrastructure | 8 | Free-standing specialized outpatient clinic | 1 | General | GB_stGeneral | 1 | 534 | Analyser, photometer, general-purpose | GB_stAnalyserPhotometerGeneralPurpose | 3045.4 | 3 | 30
20 | Infrastructure | 8 | Free-standing specialized outpatient clinic | 1 | General | GB_stGeneral | 1 | 535 | Analyser, urine | GB_stAnalyserUrine | 1289.99 | 1 | 31
20 | Infrastructure | 8 | Free-standing specialized outpatient clinic | 1 | General | GB_stGeneral | 1 | 536 | Apheresis unit | GB_stApheresisUnit | 10000 | 1 | 36
20 | Infrastructure | 8 | Free-standing specialized outpatient clinic | 1 | General | GB_stGeneral | 1 | 537 | Arthroscope, flexible, fibreoptic | GB_stArthroscopeFlexibleFibreoptic | 1000 | 1 | 38
20 | Infrastructure | 8 | Free-standing specialized outpatient clinic | 1 | General | GB_stGeneral | 1 | 538 | Articulator, dental | GB_stArticulatorDental | 0 | 1 | 39
20 | Infrastructure | 8 | Free-standing specialized outpatient clinic | 1 | General | GB_stGeneral | 1 | 539 | Audiometer, impedance | GB_stAudiometerImpedance | 0 | 1 | 40
20 | Infrastructure | 8 | Free-standing specialized outpatient clinic | 1 | General | GB_stGeneral | 1 | 540 | Audiometer, pure-tone | GB_stAudiometerPureTone | 0 | 2 | 41
20 | Infrastructure | 8 | Free-standing specialized outpatient clinic | 1 | General | GB_stGeneral | 1 | 541 | Bar-code reader | GB_stBarCodeReader | 0 | 1 | 50
20 | Infrastructure | 8 | Free-standing specialized outpatient clinic | 1 | General | GB_stGeneral | 1 | 542 | Bath, hydro-massage therapy | GB_stBathHydroMassageTherapy | 2720 | 1 | 53
20 | Infrastructure | 8 | Free-standing specialized outpatient clinic | 1 | General | GB_stGeneral | 1 | 543 | Bath, paraffin, physical therapy | GB_stBathParaffinPhysicalTherapy | 4426.84 | 1 | 54
20 | Infrastructure | 8 | Free-standing specialized outpatient clinic | 1 | General | GB_stGeneral | 1 | 544 | Bath, ultrasonic | GB_stBathUltrasonic | 33843.23 | 1 | 55
20 | Infrastructure | 8 | Free-standing specialized outpatient clinic | 1 | General | GB_stGeneral | 1 | 545 | Bed, general-purpose, electrically-powered | GB_stBedGeneralPurposeElectricallyPowered | 19344.18 | 11 | 57
20 | Infrastructure | 8 | Free-standing specialized outpatient clinic | 1 | General | GB_stGeneral | 1 | 546 | Bed, general-purpose, manually-operated | GB_stBedGeneralPurposeManuallyOperated | 4603.04 | 3 | 58
20 | Infrastructure | 8 | Free-standing specialized outpatient clinic | 1 | General | GB_stGeneral | 1 | 547 | Bed, infant, general-purpose | GB_stBedInfantGeneralPurpose | 1000 | 3 | 59
20 | Infrastructure | 8 | Free-standing specialized outpatient clinic | 1 | General | GB_stGeneral | 1 | 548 | Bed, orthopedic | GB_stBedOrthopedic | 1000 | 1 | 60
20 | Infrastructure | 8 | Free-standing specialized outpatient clinic | 1 | General | GB_stGeneral | 1 | 549 | Bed, paediatric | GB_stBedPaediatric | 2398.01 | 1 | 61
20 | Infrastructure | 8 | Free-standing specialized outpatient clinic | 1 | General | GB_stGeneral | 1 | 550 | Bedpan, general-purpose | GB_stBedpanGeneralPurpose | 40.32 | 13 | 62
20 | Infrastructure | 8 | Free-standing specialized outpatient clinic | 1 | General | GB_stGeneral | 1 | 551 | Board, arm | GB_stBoardArm | 200 | 1 | 64
20 | Infrastructure | 8 | Free-standing specialized outpatient clinic | 1 | General | GB_stGeneral | 1 | 552 | Bowl, emesis, reusable | GB_stBowlEmesisReusable | 5.42 | 16 | 66
20 | Infrastructure | 8 | Free-standing specialized outpatient clinic | 1 | General | GB_stGeneral | 1 | 553 | Bowl, washing | GB_stBowlWashing | 7.18 | 36 | 68
20 | Infrastructure | 8 | Free-standing specialized outpatient clinic | 1 | General | GB_stGeneral | 1 | 554 | Bucket, swab | GB_stBucketSwab | 44.97 | 102 | 72
20 | Infrastructure | 8 | Free-standing specialized outpatient clinic | 1 | General | GB_stGeneral | 1 | 555 | Bunsen burner | GB_stBunsenBurner | 38.78 | 2 | 73
20 | Infrastructure | 8 | Free-standing specialized outpatient clinic | 1 | General | GB_stGeneral | 1 | 556 | Cabinet, bedside | GB_stCabinetBedside | 65.33 | 5 | 75
20 | Infrastructure | 8 | Free-standing specialized outpatient clinic | 1 | General | GB_stGeneral | 1 | 557 | Cabinet, dental | GB_stCabinetDental | 179.82 | 1 | 76
20 | Infrastructure | 8 | Free-standing specialized outpatient clinic | 1 | General | GB_stGeneral | 1 | 558 | Cabinet, instrument, general-purpose | GB_stCabinetInstrumentGeneralPurpose | 179.82 | 6 | 77
20 | Infrastructure | 8 | Free-standing specialized outpatient clinic | 1 | General | GB_stGeneral | 1 | 559 | Cabinet, medicine | GB_stCabinetMedicine | 179.82 | 26 | 78
20 | Infrastructure | 8 | Free-standing specialized outpatient clinic | 1 | General | GB_stGeneral | 1 | 560 | Cabinet, slide storage | GB_stCabinetSlideStorage | 1931.53 | 2 | 79
20 | Infrastructure | 8 | Free-standing specialized outpatient clinic | 1 | General | GB_stGeneral | 1 | 561 | CAD/CAM unit, radiotherapy beam block | GB_stCadCamUnitRadiotherapyBeamBlock | 4000 | 1 | 82
20 | Infrastructure | 8 | Free-standing specialized outpatient clinic | 1 | General | GB_stGeneral | 1 | 562 | Calliper, skinfold, manually-operated | GB_stCalliperSkinfoldManuallyOperated | 926.71 | 1 | 83
20 | Infrastructure | 8 | Free-standing specialized outpatient clinic | 1 | General | GB_stGeneral | 1 | 563 | Cast cutter, electrically-powered | GB_stCastCutterElectricallyPowered | 1692.25 | 1 | 87
20 | Infrastructure | 8 | Free-standing specialized outpatient clinic | 1 | General | GB_stGeneral | 1 | 564 | Centrifuge, cell washing | GB_stCentrifugeCellWashing | 93836.72 | 2 | 92
20 | Infrastructure | 8 | Free-standing specialized outpatient clinic | 1 | General | GB_stGeneral | 1 | 565 | Centrifuge, cytology | GB_stCentrifugeCytology | 2118.38 | 1 | 93
20 | Infrastructure | 8 | Free-standing specialized outpatient clinic | 1 | General | GB_stGeneral | 1 | 566 | Centrifuge, general-purpose laboratory | GB_stCentrifugeGeneralPurposeLab | 12253.38 | 8 | 94
20 | Infrastructure | 8 | Free-standing specialized outpatient clinic | 1 | General | GB_stGeneral | 1 | 567 | Chair, bath/shower | GB_stChairBathShower | 95.65 | 5 | 96
20 | Infrastructure | 8 | Free-standing specialized outpatient clinic | 1 | General | GB_stGeneral | 1 | 568 | Chair, blood donor | GB_stChairBloodDonor | 1679.08 | 1 | 97
20 | Infrastructure | 8 | Free-standing specialized outpatient clinic | 1 | General | GB_stGeneral | 1 | 569 | Chair, examination/treatment, electrically-powered | GB_stChairExaminationTreatElectricallyPowered | 732.95 | 16 | 99
20 | Infrastructure | 8 | Free-standing specialized outpatient clinic | 1 | General | GB_stGeneral | 1 | 570 | Chair, operator, dental | GB_stChairOperatorDental | 99.36 | 1 | 100
20 | Infrastructure | 8 | Free-standing specialized outpatient clinic | 1 | General | GB_stGeneral | 1 | 571 | Chart, eye, Amsler grid | GB_stChartEyeAmslerGrid | 0 | 1 | 102
20 | Infrastructure | 8 | Free-standing specialized outpatient clinic | 1 | General | GB_stGeneral | 1 | 572 | Chart, eye, colour discrimination | GB_stChartEyeColourDiscrimination | 209.41 | 1 | 103
20 | Infrastructure | 8 | Free-standing specialized outpatient clinic | 1 | General | GB_stGeneral | 1 | 573 | Chart, eye, visual acuity | GB_stChartEyeVisualAcuity | 96 | 1 | 104
20 | Infrastructure | 8 | Free-standing specialized outpatient clinic | 1 | General | GB_stGeneral | 1 | 574 | Chart, patient record | GB_stChartPatientRecord | 25.93 | 6 | 105
20 | Infrastructure | 8 | Free-standing specialized outpatient clinic | 1 | General | GB_stGeneral | 1 | 575 | Circulatory assist system, intra-aortic balloon | GB_stCirculatoryAssistSystemIntraAorticBalloon | 35000 | 1 | 106
20 | Infrastructure | 8 | Free-standing specialized outpatient clinic | 1 | General | GB_stGeneral | 1 | 576 | Colposcope | GB_stColposcope | 39548.65 | 2 | 108
20 | Infrastructure | 8 | Free-standing specialized outpatient clinic | 1 | General | GB_stGeneral | 1 | 577 | Contrast medium injector system, powered, multiphase | GB_stContrastMediumInjectorSystemPoweredMultiphase | 30523.2 | 2 | 117
20 | Infrastructure | 8 | Free-standing specialized outpatient clinic | 1 | General | GB_stGeneral | 1 | 578 | Cryosurgical unit, general-purpose | GB_stCryosurgicalUnitGeneralPurpose | 23691.15 | 2 | 118
20 | Infrastructure | 8 | Free-standing specialized outpatient clinic | 1 | General | GB_stGeneral | 1 | 579 | Cup, medicine | GB_stCupMedicine | 13.14 | 6 | 121
20 | Infrastructure | 8 | Free-standing specialized outpatient clinic | 1 | General | GB_stGeneral | 1 | 580 | Cushion, lumbar | GB_stCushionLumbar | 0 | 2 | 124
20 | Infrastructure | 8 | Free-standing specialized outpatient clinic | 1 | General | GB_stGeneral | 1 | 581 | Cystourethroscope, flexible, video | GB_stCystourethroscopeFlexibleVideo | 41050.75 | 2 | 126
20 | Infrastructure | 8 | Free-standing specialized outpatient clinic | 1 | General | GB_stGeneral | 1 | 582 | Darkroom film bin, diagnostic imaging | GB_stDarkroomFilmBinDiagImaging | 780.1 | 1 | 127
20 | Infrastructure | 8 | Free-standing specialized outpatient clinic | 1 | General | GB_stGeneral | 1 | 583 | Darkroom light, diagnostic imaging | GB_stDarkroomLightDiagImaging | 251.76 | 1 | 128
20 | Infrastructure | 8 | Free-standing specialized outpatient clinic | 1 | General | GB_stGeneral | 1 | 584 | Defibrillator,semi-automated | GB_stDefibrillatorSemiAutomated | 17156.73 | 1 | 131
20 | Infrastructure | 8 | Free-standing specialized outpatient clinic | 1 | General | GB_stGeneral | 1 | 585 | Dialyser reprocessing system | GB_stDialyserReprocessingSystem | 10470.72 | 1 | 136
20 | Infrastructure | 8 | Free-standing specialized outpatient clinic | 1 | General | GB_stGeneral | 1 | 586 | Dialysis system, haemo- | GB_stDialysisSystemHaemo | 4188.29 | 2 | 137
20 | Infrastructure | 8 | Free-standing specialized outpatient clinic | 1 | General | GB_stGeneral | 1 | 587 | Dialysis system, peritoneal | GB_stDialysisSystemPeritoneal | 2408.27 | 1 | 138
20 | Infrastructure | 8 | Free-standing specialized outpatient clinic | 1 | General | GB_stGeneral | 1 | 588 | Dictaphone system, digital | GB_stDictaphoneSystemDigital | 200 | 1 | 139
20 | Infrastructure | 8 | Free-standing specialized outpatient clinic | 1 | General | GB_stGeneral | 1 | 589 | Digital imaging scanner, radiographic | GB_stDigitalImagingScannerRadiographic | 42615.83 | 1 | 140
20 | Infrastructure | 8 | Free-standing specialized outpatient clinic | 1 | General | GB_stGeneral | 1 | 590 | Dilator, vaginal | GB_stDilatorVaginal | 15.8 | 1 | 141
20 | Infrastructure | 8 | Free-standing specialized outpatient clinic | 1 | General | GB_stGeneral | 1 | 591 | Dispenser, liquid, laboratory, electronic | GB_stDispenserLiquidLabElectronic | 300 | 1 | 145
20 | Infrastructure | 8 | Free-standing specialized outpatient clinic | 1 | General | GB_stGeneral | 1 | 592 | Dispenser, medication, liquid | GB_stDispenserMedicationLiquid | 5.36 | 1 | 146
20 | Infrastructure | 8 | Free-standing specialized outpatient clinic | 1 | General | GB_stGeneral | 1 | 593 | Dispenser, medication, narcotic control | GB_stDispenserMedicationNarcoticControl | 400 | 5 | 147
20 | Infrastructure | 8 | Free-standing specialized outpatient clinic | 1 | General | GB_stGeneral | 1 | 594 | Dispenser, paraffin | GB_stDispenserParaffin | 0 | 1 | 148
20 | Infrastructure | 8 | Free-standing specialized outpatient clinic | 1 | General | GB_stGeneral | 1 | 595 | Dispenser, soap | GB_stDispenserSoap | 395.2 | 2 | 149
20 | Infrastructure | 8 | Free-standing specialized outpatient clinic | 1 | General | GB_stGeneral | 1 | 596 | Distension unit, fluid, arthroscopic | GB_stDistensionUnitFluidArthroscopic | 1500 | 1 | 150
20 | Infrastructure | 8 | Free-standing specialized outpatient clinic | 1 | General | GB_stGeneral | 1 | 597 | Dosimeter, radiation, film badge | GB_stDosimeterRadiationFilmBadge | 2000 | 1 | 155
20 | Infrastructure | 8 | Free-standing specialized outpatient clinic | 1 | General | GB_stGeneral | 1 | 598 | Electrical conductivity measuring instrument, haemodialysis solution | GB_stElectricalConductivityMeasInstrumentHaemodialysisSolution | 0 | 1 | 158
20 | Infrastructure | 8 | Free-standing specialized outpatient clinic | 1 | General | GB_stGeneral | 1 | 599 | Electrocardiograph, general-purpose | GB_stElectrocardiographGeneralPurpose | 6891.47 | 7 | 159
20 | Infrastructure | 8 | Free-standing specialized outpatient clinic | 1 | General | GB_stGeneral | 1 | 600 | Electroencephalograph | GB_stElectroencephalograph | 38949.68 | 1 | 160
20 | Infrastructure | 8 | Free-standing specialized outpatient clinic | 1 | General | GB_stGeneral | 1 | 601 | Electromyograph | GB_stElectromyograph | 37694.59 | 1 | 161
20 | Infrastructure | 8 | Free-standing specialized outpatient clinic | 1 | General | GB_stGeneral | 1 | 602 | Electronystagmograph | GB_stElectronystagmograph | 2000 | 1 | 164
20 | Infrastructure | 8 | Free-standing specialized outpatient clinic | 1 | General | GB_stGeneral | 1 | 603 | Electrosurgical system generator, general-purpose | GB_stElectrosurgicalSystemGeneratorGeneralPurpose | 8851.89 | 7 | 165
20 | Infrastructure | 8 | Free-standing specialized outpatient clinic | 1 | General | GB_stGeneral | 1 | 604 | Endoscopic video image processor | GB_stEndoscopicVideoImageProcessor | 36196.59 | 1 | 167
20 | Infrastructure | 8 | Free-standing specialized outpatient clinic | 1 | General | GB_stGeneral | 1 | 605 | Endoscopic video imaging system | GB_stEndoscopicVideoImagingSystem | 36196.59 | 1 | 168
20 | Infrastructure | 8 | Free-standing specialized outpatient clinic | 1 | General | GB_stGeneral | 1 | 606 | ENT treatment system | GB_stEntTreatSystem | 10784.74 | 2 | 169
20 | Infrastructure | 8 | Free-standing specialized outpatient clinic | 1 | General | GB_stGeneral | 1 | 607 | Evacuator, smoke, surgical | GB_stEvacuatorSmokeSurgical | 800 | 2 | 178
20 | Infrastructure | 8 | Free-standing specialized outpatient clinic | 1 | General | GB_stGeneral | 1 | 608 | Exerciser, continuous passive motion, arm | GB_stExerciserContinuousPassiveMotionArm | 8805.89 | 1 | 180
20 | Infrastructure | 8 | Free-standing specialized outpatient clinic | 1 | General | GB_stGeneral | 1 | 609 | Exerciser, continuous passive motion, leg | GB_stExerciserContinuousPassiveMotionLeg | 8805.89 | 1 | 181
20 | Infrastructure | 8 | Free-standing specialized outpatient clinic | 1 | General | GB_stGeneral | 1 | 610 | Exerciser, finger | GB_stExerciserFinger | 2500 | 1 | 182
20 | Infrastructure | 8 | Free-standing specialized outpatient clinic | 1 | General | GB_stGeneral | 1 | 611 | Exerciser, hand | GB_stExerciserHand | 2500 | 2 | 183
20 | Infrastructure | 8 | Free-standing specialized outpatient clinic | 1 | General | GB_stGeneral | 1 | 612 | Exerciser, hand rails | GB_stExerciserHandRails | 18834.43 | 2 | 184
20 | Infrastructure | 8 | Free-standing specialized outpatient clinic | 1 | General | GB_stGeneral | 1 | 613 | Exerciser, leg | GB_stExerciserLeg | 0 | 1 | 185
20 | Infrastructure | 8 | Free-standing specialized outpatient clinic | 1 | General | GB_stGeneral | 1 | 614 | Exerciser, neck | GB_stExerciserNeck | 0 | 1 | 186
20 | Infrastructure | 8 | Free-standing specialized outpatient clinic | 1 | General | GB_stGeneral | 1 | 615 | Exerciser, shoulder | GB_stExerciserShoulder | 0 | 1 | 187
20 | Infrastructure | 8 | Free-standing specialized outpatient clinic | 1 | General | GB_stGeneral | 1 | 616 | Exerciser, stairs | GB_stExerciserStairs | 0 | 1 | 188
20 | Infrastructure | 8 | Free-standing specialized outpatient clinic | 1 | General | GB_stGeneral | 1 | 617 | Exophthalmometer | GB_stExophthalmometer | 0 | 1 | 190
20 | Infrastructure | 8 | Free-standing specialized outpatient clinic | 1 | General | GB_stGeneral | 1 | 618 | Extraction system, orthopaedic cement | GB_stExtractionSystemOrthopaedicCement | 0 | 1 | 191
20 | Infrastructure | 8 | Free-standing specialized outpatient clinic | 1 | General | GB_stGeneral | 1 | 619 | Flowmeter, oxygen therapy | GB_stFlowmeterOxygenTherapy | 83.15 | 29 | 195
20 | Infrastructure | 8 | Free-standing specialized outpatient clinic | 1 | General | GB_stGeneral | 1 | 620 | Fluid delivery mount, general-purpose | GB_stFluidDeliveryMountGeneralPurpose | 72.61 | 46 | 196
20 | Infrastructure | 8 | Free-standing specialized outpatient clinic | 1 | General | GB_stGeneral | 1 | 621 | Focimeter | GB_stFocimeter | 650 | 1 | 197
20 | Infrastructure | 8 | Free-standing specialized outpatient clinic | 1 | General | GB_stGeneral | 1 | 622 | Foetal heart detector, phono | GB_stFoetalHeartDetectorPhono | 843 | 3 | 198
20 | Infrastructure | 8 | Free-standing specialized outpatient clinic | 1 | General | GB_stGeneral | 1 | 623 | Foot arch tracing unit | GB_stFootArchTracingUnit | 154.58 | 2 | 199
20 | Infrastructure | 8 | Free-standing specialized outpatient clinic | 1 | General | GB_stGeneral | 1 | 624 | Footstool, conductive | GB_stFootstoolConductive | 42.63 | 41 | 200
20 | Infrastructure | 8 | Free-standing specialized outpatient clinic | 1 | General | GB_stGeneral | 1 | 625 | Forceps, sterilizer transfer | GB_stForcepsSterilizerTransfer | 20.64 | 31 | 202
20 | Infrastructure | 8 | Free-standing specialized outpatient clinic | 1 | General | GB_stGeneral | 1 | 626 | Fork, tuning | GB_stForkTuning | 80 | 5 | 204
20 | Infrastructure | 8 | Free-standing specialized outpatient clinic | 1 | General | GB_stGeneral | 1 | 627 | Freezer, blood product | GB_stFreezerBloodProduct | 10235.65 | 2 | 206
20 | Infrastructure | 8 | Free-standing specialized outpatient clinic | 1 | General | GB_stGeneral | 1 | 628 | Freezer, ultra-low | GB_stFreezerUltraLow | 0 | 1 | 207
20 | Infrastructure | 8 | Free-standing specialized outpatient clinic | 1 | General | GB_stGeneral | 1 | 629 | Furnace, dental, porcelain | GB_stFurnaceDentalPorcelain | 2000 | 1 | 211
20 | Infrastructure | 8 | Free-standing specialized outpatient clinic | 1 | General | GB_stGeneral | 1 | 630 | Gasometer | GB_stGasometer | 58965.93 | 4 | 212
20 | Infrastructure | 8 | Free-standing specialized outpatient clinic | 1 | General | GB_stGeneral | 1 | 631 | Glucose meter, self-testing | GB_stGlucoseMeterSelfTest | 400.75 | 5 | 222
20 | Infrastructure | 8 | Free-standing specialized outpatient clinic | 1 | General | GB_stGeneral | 1 | 632 | Haematological separator, cell/plasma | GB_stHaematologicalSeparatorCellPlasma | 2480.94 | 1 | 224
20 | Infrastructure | 8 | Free-standing specialized outpatient clinic | 1 | General | GB_stGeneral | 1 | 633 | Hammer, percussion | GB_stHammerPercussion | 188.47 | 12 | 225
20 | Infrastructure | 8 | Free-standing specialized outpatient clinic | 1 | General | GB_stGeneral | 1 | 634 | Hamper | GB_stHamper | 14.51 | 3 | 226
20 | Infrastructure | 8 | Free-standing specialized outpatient clinic | 1 | General | GB_stGeneral | 1 | 635 | Heater, infant, mobile | GB_stHeaterInfantMobile | 1500 | 4 | 231
20 | Infrastructure | 8 | Free-standing specialized outpatient clinic | 1 | General | GB_stGeneral | 1 | 636 | Heating/cooling pad control unit | GB_stHeatingCoolingPadControlUnit | 9000 | 2 | 232
20 | Infrastructure | 8 | Free-standing specialized outpatient clinic | 1 | General | GB_stGeneral | 1 | 637 | Humidifier, heated | GB_stHumidifierHeated | 1570.61 | 2 | 234
20 | Infrastructure | 8 | Free-standing specialized outpatient clinic | 1 | General | GB_stGeneral | 1 | 638 | Hysteroscope, flexible, video | GB_stHysteroscopeFlexibleVideo | 25711.86 | 1 | 236
20 | Infrastructure | 8 | Free-standing specialized outpatient clinic | 1 | General | GB_stGeneral | 1 | 639 | Incubator, infant, stationary | GB_stIncubatorInfantStationary | 18737.59 | 2 | 238
20 | Infrastructure | 8 | Free-standing specialized outpatient clinic | 1 | General | GB_stGeneral | 1 | 640 | Incubator, infant, transportable | GB_stIncubatorInfantTransportable | 17025.27 | 2 | 239
20 | Infrastructure | 8 | Free-standing specialized outpatient clinic | 1 | General | GB_stGeneral | 1 | 641 | Incubator, laboratory, aerobic | GB_stIncubatorLabAerobic | 1500 | 1 | 240
20 | Infrastructure | 8 | Free-standing specialized outpatient clinic | 1 | General | GB_stGeneral | 1 | 642 | Incubator, laboratory, anaerobic | GB_stIncubatorLabAnaerobic | 2000 | 1 | 241
20 | Infrastructure | 8 | Free-standing specialized outpatient clinic | 1 | General | GB_stGeneral | 1 | 643 | Information system, radiology | GB_stInformationSystemRadiology | 50000 | 1 | 243
20 | Infrastructure | 8 | Free-standing specialized outpatient clinic | 1 | General | GB_stGeneral | 1 | 644 | Infusion pump, multichannel | GB_stInfusionPumpMultichannel | 2284.86 | 15 | 245
20 | Infrastructure | 8 | Free-standing specialized outpatient clinic | 1 | General | GB_stGeneral | 1 | 645 | Infusion pump, syringe | GB_stInfusionPumpSyringe | 4000 | 4 | 246
20 | Infrastructure | 8 | Free-standing specialized outpatient clinic | 1 | General | GB_stGeneral | 1 | 646 | Joint movement tester | GB_stJointMovementTester | 0 | 1 | 251
20 | Infrastructure | 8 | Free-standing specialized outpatient clinic | 1 | General | GB_stGeneral | 1 | 647 | Keratome, line-powered | GB_stKeratomeLinePowered | 20000 | 1 | 252
20 | Infrastructure | 8 | Free-standing specialized outpatient clinic | 1 | General | GB_stGeneral | 1 | 648 | Kick bucket | GB_stKickBucket | 44.97 | 29 | 253
20 | Infrastructure | 8 | Free-standing specialized outpatient clinic | 1 | General | GB_stGeneral | 1 | 649 | Labelling machine | GB_stLabellingMachine | 0 | 1 | 254
20 | Infrastructure | 8 | Free-standing specialized outpatient clinic | 1 | General | GB_stGeneral | 1 | 650 | Laminar airflow unit, stationary, pharmaceutical | GB_stLaminarAirflowUnitStationaryPharmaceutical | 6878.11 | 1 | 262
20 | Infrastructure | 8 | Free-standing specialized outpatient clinic | 1 | General | GB_stGeneral | 1 | 651 | Laminar, airflow unit, mobile | GB_stLaminarAirflowUnitMobile | 6310.44 | 5 | 263
20 | Infrastructure | 8 | Free-standing specialized outpatient clinic | 1 | General | GB_stGeneral | 1 | 652 | Laryngoscope, intubation | GB_stLaryngoscopeIntubation | 843.43 | 1 | 264
20 | Infrastructure | 8 | Free-standing specialized outpatient clinic | 1 | General | GB_stGeneral | 1 | 653 | Laser, argon | GB_stLaserArgon | 20000 | 1 | 265
20 | Infrastructure | 8 | Free-standing specialized outpatient clinic | 1 | General | GB_stGeneral | 1 | 654 | Laser, Nd:YAG | GB_stLaserNdYag | 89000 | 1 | 267
20 | Infrastructure | 8 | Free-standing specialized outpatient clinic | 1 | General | GB_stGeneral | 1 | 655 | Lavage unit, ENT | GB_stLavageUnitEnt | 1426.11 | 1 | 268
20 | Infrastructure | 8 | Free-standing specialized outpatient clinic | 1 | General | GB_stGeneral | 1 | 656 | Lens set, trial | GB_stLensSetTrial | 1234.05 | 1 | 269
20 | Infrastructure | 8 | Free-standing specialized outpatient clinic | 1 | General | GB_stGeneral | 1 | 657 | Lift, patient transfer, mobile | GB_stLiftPatientTransferMobile | 0 | 1 | 270
20 | Infrastructure | 8 | Free-standing specialized outpatient clinic | 1 | General | GB_stGeneral | 1 | 658 | Light source, endoscope, line-powered | GB_stLightSourceEndoscopeLinePowered | 300.92 | 1 | 271
20 | Infrastructure | 8 | Free-standing specialized outpatient clinic | 1 | General | GB_stGeneral | 1 | 659 | Light system, surgical | GB_stLightSystemSurgical | 8876.09 | 15 | 272
20 | Infrastructure | 8 | Free-standing specialized outpatient clinic | 1 | General | GB_stGeneral | 1 | 660 | Light therapy unit, infrared | GB_stLightTherapyUnitInfrared | 0 | 1 | 273
20 | Infrastructure | 8 | Free-standing specialized outpatient clinic | 1 | General | GB_stGeneral | 1 | 661 | Light therapy unit, photo | GB_stLightTherapyUnitPhoto | 3232.97 | 4 | 274
20 | Infrastructure | 8 | Free-standing specialized outpatient clinic | 1 | General | GB_stGeneral | 1 | 662 | Light, examination, hand-held, battery-powered | GB_stLightExaminationHandHeldBatteryPowered | 0 | 18 | 276
20 | Infrastructure | 8 | Free-standing specialized outpatient clinic | 1 | General | GB_stGeneral | 1 | 663 | Light, examination, mobile | GB_stLightExaminationMobile | 533.18 | 57 | 277
20 | Infrastructure | 8 | Free-standing specialized outpatient clinic | 1 | General | GB_stGeneral | 1 | 664 | Light, head-worn | GB_stLightHeadWorn | 298.29 | 11 | 278
20 | Infrastructure | 8 | Free-standing specialized outpatient clinic | 1 | General | GB_stGeneral | 1 | 665 | Loupe, binocular | GB_stLoupeBinocular | 0 | 1 | 283
20 | Infrastructure | 8 | Free-standing specialized outpatient clinic | 1 | General | GB_stGeneral | 1 | 666 | Mask, resuscitation | GB_stMaskResuscitation | 0 | 3 | 287
20 | Infrastructure | 8 | Free-standing specialized outpatient clinic | 1 | General | GB_stGeneral | 1 | 667 | Massager, physical therapy | GB_stMassagerPhysicalTherapy | 500 | 1 | 288
20 | Infrastructure | 8 | Free-standing specialized outpatient clinic | 1 | General | GB_stGeneral | 1 | 668 | Mattress, bed, general-purpose | GB_stMattressBedGeneralPurpose | 1026.13 | 16 | 289
20 | Infrastructure | 8 | Free-standing specialized outpatient clinic | 1 | General | GB_stGeneral | 1 | 669 | Mattress, bed, water | GB_stMattressBedWater | 0 | 4 | 290
20 | Infrastructure | 8 | Free-standing specialized outpatient clinic | 1 | General | GB_stGeneral | 1 | 670 | Microscope, light | GB_stMicroscopeLight | 4134.05 | 8 | 298
20 | Infrastructure | 8 | Free-standing specialized outpatient clinic | 1 | General | GB_stGeneral | 1 | 671 | Microscope, phase contrast | GB_stMicroscopePhaseContrast | 4400 | 1 | 299
20 | Infrastructure | 8 | Free-standing specialized outpatient clinic | 1 | General | GB_stGeneral | 1 | 672 | Microscope, surgical, general-purpose | GB_stMicroscopeSurgicalGeneralPurpose | 4000 | 1 | 300
20 | Infrastructure | 8 | Free-standing specialized outpatient clinic | 1 | General | GB_stGeneral | 1 | 673 | Microscope, surgical, ophthalmic | GB_stMicroscopeSurgicalOphthalmic | 4000 | 1 | 302
20 | Infrastructure | 8 | Free-standing specialized outpatient clinic | 1 | General | GB_stGeneral | 1 | 674 | Mirror, posture | GB_stMirrorPosture | 204.78 | 1 | 304
20 | Infrastructure | 8 | Free-standing specialized outpatient clinic | 1 | General | GB_stGeneral | 1 | 675 | Mixer, breathing gas | GB_stMixerBreathingGas | 1570.61 | 2 | 305
20 | Infrastructure | 8 | Free-standing specialized outpatient clinic | 1 | General | GB_stGeneral | 1 | 676 | Mixer, dental, amalgam | GB_stMixerDentalAmalgam | 160 | 1 | 306
20 | Infrastructure | 8 | Free-standing specialized outpatient clinic | 1 | General | GB_stGeneral | 1 | 677 | Monitor, VDU, colour | GB_stMonitorVduColour | 0 | 1 | 307
20 | Infrastructure | 8 | Free-standing specialized outpatient clinic | 1 | General | GB_stGeneral | 1 | 678 | Mount, monitor/television set | GB_stMountMonitorTelevisionSet | 0 | 2 | 308
20 | Infrastructure | 8 | Free-standing specialized outpatient clinic | 1 | General | GB_stGeneral | 1 | 679 | Nasopharyngoscope, flexible, fibreoptic | GB_stNasopharyngoscopeFlexibleFibreoptic | 1340282.18 | 1 | 312
20 | Infrastructure | 8 | Free-standing specialized outpatient clinic | 1 | General | GB_stGeneral | 1 | 680 | Nebulizer, heated | GB_stNebulizerHeated | 875.07 | 2 | 313
20 | Infrastructure | 8 | Free-standing specialized outpatient clinic | 1 | General | GB_stGeneral | 1 | 681 | Nebulizer, non-heated | GB_stNebulizerNonHeated | 3111.37 | 1 | 314
20 | Infrastructure | 8 | Free-standing specialized outpatient clinic | 1 | General | GB_stGeneral | 1 | 682 | Nephroscope, flexible, video | GB_stNephroscopeFlexibleVideo | 3111.37 | 1 | 315
20 | Infrastructure | 8 | Free-standing specialized outpatient clinic | 1 | General | GB_stGeneral | 1 | 683 | Operator console, x-ray system, diagnostic | GB_stOperatorConsoleXRaySystemDiag | 0 | 3 | 318
20 | Infrastructure | 8 | Free-standing specialized outpatient clinic | 1 | General | GB_stGeneral | 1 | 684 | Ophthalmic examination/treatment table/stand, manually-operated | GB_stOphthalmicExaminationTreatTableStandManuallyOperated | 42703.76 | 1 | 319
20 | Infrastructure | 8 | Free-standing specialized outpatient clinic | 1 | General | GB_stGeneral | 1 | 685 | Ophthalmoscope, direct | GB_stOphthalmoscopeDirect | 1500 | 22 | 320
20 | Infrastructure | 8 | Free-standing specialized outpatient clinic | 1 | General | GB_stGeneral | 1 | 686 | Otoscope, direct | GB_stOtoscopeDirect | 300 | 19 | 331
20 | Infrastructure | 8 | Free-standing specialized outpatient clinic | 1 | General | GB_stGeneral | 1 | 687 | Oximeter, pulse | GB_stOximeterPulse | 613.35 | 1 | 332
20 | Infrastructure | 8 | Free-standing specialized outpatient clinic | 1 | General | GB_stGeneral | 1 | 688 | Pacemaker, cardiac, external, invasive | GB_stPacemakerCardiacExternalInvasive | 1840 | 2 | 334
20 | Infrastructure | 8 | Free-standing specialized outpatient clinic | 1 | General | GB_stGeneral | 1 | 689 | Pachometer | GB_stPachometer | 8324.22 | 1 | 335
20 | Infrastructure | 8 | Free-standing specialized outpatient clinic | 1 | General | GB_stGeneral | 1 | 690 | Patient chamber, hyperbaric | GB_stPatientChamberHyperbaric | 15000 | 1 | 337
20 | Infrastructure | 8 | Free-standing specialized outpatient clinic | 1 | General | GB_stGeneral | 1 | 691 | Patient data recorder, long-term, electrocardiographic | GB_stPatientDataRecorderLongTermElectrocardiographic | 1000 | 1 | 338
20 | Infrastructure | 8 | Free-standing specialized outpatient clinic | 1 | General | GB_stGeneral | 1 | 692 | Patient data recorder, pneumotachographic | GB_stPatientDataRecorderPneumotachographic | 1250 | 2 | 339
20 | Infrastructure | 8 | Free-standing specialized outpatient clinic | 1 | General | GB_stGeneral | 1 | 693 | Patient monitor, central | GB_stPatientMonitorCentral | 240181.64 | 6 | 340
20 | Infrastructure | 8 | Free-standing specialized outpatient clinic | 1 | General | GB_stGeneral | 1 | 694 | Patient monitor, electrocardiographic | GB_stPatientMonitorElectrocardiographic | 8206.3 | 27 | 341
20 | Infrastructure | 8 | Free-standing specialized outpatient clinic | 1 | General | GB_stGeneral | 1 | 695 | Patient monitoring system module, blood pressure, invasive | GB_stPatientMonitSystemModuleBloodPressureInvasive | 16217.93 | 10 | 343
20 | Infrastructure | 8 | Free-standing specialized outpatient clinic | 1 | General | GB_stGeneral | 1 | 696 | Patient monitoring system module, blood pressure, noninvasive | GB_stPatientMonitSystemModuleBloodPressureNoninvasive | 16217.93 | 11 | 344
20 | Infrastructure | 8 | Free-standing specialized outpatient clinic | 1 | General | GB_stGeneral | 1 | 697 | Patient monitoring system module, cardiac output | GB_stPatientMonitSystemModuleCardiacOutput | 3000 | 2 | 345
20 | Infrastructure | 8 | Free-standing specialized outpatient clinic | 1 | General | GB_stGeneral | 1 | 698 | Patient monitoring system module, electrocardiographic/respiratory | GB_stPatientMonitSystemModuleElectrocardiographicRespiratory | 3000 | 10 | 346
20 | Infrastructure | 8 | Free-standing specialized outpatient clinic | 1 | General | GB_stGeneral | 1 | 699 | Patient monitoring system module, pulse oximetry | GB_stPatientMonitSystemModulePulseOximetry | 3000 | 16 | 347
20 | Infrastructure | 8 | Free-standing specialized outpatient clinic | 1 | General | GB_stGeneral | 1 | 700 | Patient monitoring system module, temperature | GB_stPatientMonitSystemModuleTemp | 3000 | 10 | 348
20 | Infrastructure | 8 | Free-standing specialized outpatient clinic | 1 | General | GB_stGeneral | 1 | 701 | Patient monitoring system, cardiotocograph | GB_stPatientMonitSystemCardiotocograph | 7644.78 | 2 | 349
20 | Infrastructure | 8 | Free-standing specialized outpatient clinic | 1 | General | GB_stGeneral | 1 | 702 | Patient monitoring system, neonatal | GB_stPatientMonitSystemNeonatal | 2119.27 | 4 | 351
20 | Infrastructure | 8 | Free-standing specialized outpatient clinic | 1 | General | GB_stGeneral | 1 | 703 | Patient monitoring system, transportable | GB_stPatientMonitSystemTransportable | 9351.2 | 6 | 352
20 | Infrastructure | 8 | Free-standing specialized outpatient clinic | 1 | General | GB_stGeneral | 1 | 704 | Patient-height measurer | GB_stPatientHeightMeasurer | 562.44 | 22 | 354
20 | Infrastructure | 8 | Free-standing specialized outpatient clinic | 1 | General | GB_stGeneral | 1 | 705 | Phacoemulsification system generator | GB_stPhacoemulsificationSystemGenerator | 5000 | 1 | 358
20 | Infrastructure | 8 | Free-standing specialized outpatient clinic | 1 | General | GB_stGeneral | 1 | 706 | Phantom, diagnostic imaging, x-ray, CT, test object | GB_stPhantomDiagImagingXRayCtTestObject | 750 | 1 | 359
20 | Infrastructure | 8 | Free-standing specialized outpatient clinic | 1 | General | GB_stGeneral | 1 | 707 | Phantom, radionuclide, brachytherapy, test object | GB_stPhantomRadionuclideBrachytherapyTestObject | 0 | 1 | 360
20 | Infrastructure | 8 | Free-standing specialized outpatient clinic | 1 | General | GB_stGeneral | 1 | 708 | Phantom, therapeutic radiation, multi-modality, test object | GB_stPhantomTherapeuticRadiationMultiModalityTestObject | 500 | 1 | 361
20 | Infrastructure | 8 | Free-standing specialized outpatient clinic | 1 | General | GB_stGeneral | 1 | 709 | Picture archiving and communication system, endoscopy | GB_stPictureArcHIVingCommSystemEndoscopy | 8500 | 1 | 362
20 | Infrastructure | 8 | Free-standing specialized outpatient clinic | 1 | General | GB_stGeneral | 1 | 710 | Picture archiving and communication system, radiology | GB_stPictureArcHIVingCommSystemRadiology | 500000 | 1 | 363
20 | Infrastructure | 8 | Free-standing specialized outpatient clinic | 1 | General | GB_stGeneral | 1 | 711 | Plasma thawing unit | GB_stPlasmaThawingUnit | 750 | 1 | 370
20 | Infrastructure | 8 | Free-standing specialized outpatient clinic | 1 | General | GB_stGeneral | 1 | 712 | Printer, video | GB_stPrinterVideo | 176.78 | 1 | 374
20 | Infrastructure | 8 | Free-standing specialized outpatient clinic | 1 | General | GB_stGeneral | 1 | 713 | Proctoscope | GB_stProctoscope | 51541.53 | 1 | 375
20 | Infrastructure | 8 | Free-standing specialized outpatient clinic | 1 | General | GB_stGeneral | 1 | 714 | Pump, general-purpose | GB_stPumpGeneralPurpose | 1500 | 1 | 378
20 | Infrastructure | 8 | Free-standing specialized outpatient clinic | 1 | General | GB_stGeneral | 1 | 715 | Rack, apron, radiation protection | GB_stRackApronRadiationProtection | 673.64 | 6 | 379
20 | Infrastructure | 8 | Free-standing specialized outpatient clinic | 1 | General | GB_stGeneral | 1 | 716 | Rack, bedpan | GB_stRackBedpan | 623.66 | 10 | 380
20 | Infrastructure | 8 | Free-standing specialized outpatient clinic | 1 | General | GB_stGeneral | 1 | 717 | Rack, patient record | GB_stRackPatientRecord | 289.65 | 8 | 381
20 | Infrastructure | 8 | Free-standing specialized outpatient clinic | 1 | General | GB_stGeneral | 1 | 718 | Rack, test tube | GB_stRackTestTube | 6.67 | 1 | 382
20 | Infrastructure | 8 | Free-standing specialized outpatient clinic | 1 | General | GB_stGeneral | 1 | 719 | Radiation survey meter, Geiger-Muller counter | GB_stRadiationSurveyMeterGeigerMullerCounter | 500 | 1 | 387
20 | Infrastructure | 8 | Free-standing specialized outpatient clinic | 1 | General | GB_stGeneral | 1 | 720 | Radiation survey meter, ionization chamber | GB_stRadiationSurveyMeterIonizationChamber | 700 | 1 | 388
20 | Infrastructure | 8 | Free-standing specialized outpatient clinic | 1 | General | GB_stGeneral | 1 | 721 | Radiographic film processor, automatic, darkroom | GB_stRadiographicFilmProcessorAutomaticDarkroom | 3500 | 1 | 389
20 | Infrastructure | 8 | Free-standing specialized outpatient clinic | 1 | General | GB_stGeneral | 1 | 722 | Radionuclide system, diagnostic, bone absorptiometer | GB_stRadionuclideSystemDiagBoneAbsorptiometer | 271584.3 | 1 | 392
20 | Infrastructure | 8 | Free-standing specialized outpatient clinic | 1 | General | GB_stGeneral | 1 | 723 | Rail, side-support, bed | GB_stRailSideSuppBed | 0 | 5 | 394
20 | Infrastructure | 8 | Free-standing specialized outpatient clinic | 1 | General | GB_stGeneral | 1 | 724 | Recorder, compact disk | GB_stRecorderCompactDisk | 166 | 1 | 395
20 | Infrastructure | 8 | Free-standing specialized outpatient clinic | 1 | General | GB_stGeneral | 1 | 725 | Refractometer, <specify> | GB_stRefractometerSpecify | 700 | 1 | 398
20 | Infrastructure | 8 | Free-standing specialized outpatient clinic | 1 | General | GB_stGeneral | 1 | 726 | Refractor, ophthalmic | GB_stRefractorOphthalmic | 850 | 1 | 399
20 | Infrastructure | 8 | Free-standing specialized outpatient clinic | 1 | General | GB_stGeneral | 1 | 727 | Refrigerator, blood | GB_stRefrigeratorBlood | 10482.48 | 3 | 403
20 | Infrastructure | 8 | Free-standing specialized outpatient clinic | 1 | General | GB_stGeneral | 1 | 728 | Refrigerator, laboratory | GB_stRefrigeratorLab | 7522.92 | 12 | 404
20 | Infrastructure | 8 | Free-standing specialized outpatient clinic | 1 | General | GB_stGeneral | 1 | 729 | Refrigerator, morgue | GB_stRefrigeratorMorgue | 0 | 1 | 405
20 | Infrastructure | 8 | Free-standing specialized outpatient clinic | 1 | General | GB_stGeneral | 1 | 730 | Refrigerator, pharmacy | GB_stRefrigeratorPharmacy | 7522.92 | 16 | 406
20 | Infrastructure | 8 | Free-standing specialized outpatient clinic | 1 | General | GB_stGeneral | 1 | 731 | Resuscitator, pulmonary, manually-operated, reusable | GB_stResuscitatorPulmManuallyOperatedReusable | 211.1 | 6 | 407
20 | Infrastructure | 8 | Free-standing specialized outpatient clinic | 1 | General | GB_stGeneral | 1 | 732 | Retinoscope | GB_stRetinoscope | 952.95 | 1 | 408
20 | Infrastructure | 8 | Free-standing specialized outpatient clinic | 1 | General | GB_stGeneral | 1 | 733 | Retractor, eye | GB_stRetractorEye | 0 | 1 | 409
20 | Infrastructure | 8 | Free-standing specialized outpatient clinic | 1 | General | GB_stGeneral | 1 | 734 | Rhino-laryngoscope, rigid | GB_stRhinoLaryngoscopeRigid | 36350.04 | 1 | 410
20 | Infrastructure | 8 | Free-standing specialized outpatient clinic | 1 | General | GB_stGeneral | 1 | 735 | Saw, autopsy, manually-operated | GB_stSawAutopsyManuallyOperated | 9315.34 | 1 | 415
20 | Infrastructure | 8 | Free-standing specialized outpatient clinic | 1 | General | GB_stGeneral | 1 | 736 | Saw, pneumatically powered | GB_stSawPneumaticallyPowered | 9315.34 | 1 | 416
20 | Infrastructure | 8 | Free-standing specialized outpatient clinic | 1 | General | GB_stGeneral | 1 | 737 | Saw, surgical, gas-powered | GB_stSawSurgicalGasPowered | 9315.34 | 1 | 417
20 | Infrastructure | 8 | Free-standing specialized outpatient clinic | 1 | General | GB_stGeneral | 1 | 738 | Saw, surgical, manually-operated, rigid | GB_stSawSurgicalManuallyOperatedRigid | 9315.34 | 1 | 418
20 | Infrastructure | 8 | Free-standing specialized outpatient clinic | 1 | General | GB_stGeneral | 1 | 739 | Scale, autopsy | GB_stScaleAutopsy | 232.35 | 1 | 419
20 | Infrastructure | 8 | Free-standing specialized outpatient clinic | 1 | General | GB_stGeneral | 1 | 740 | Scale, patient, bed | GB_stScalePatientBed | 20069.59 | 9 | 420
20 | Infrastructure | 8 | Free-standing specialized outpatient clinic | 1 | General | GB_stGeneral | 1 | 741 | Scale, patient, chair | GB_stScalePatientChair | 562.44 | 3 | 421
20 | Infrastructure | 8 | Free-standing specialized outpatient clinic | 1 | General | GB_stGeneral | 1 | 742 | Scale, patient, floor | GB_stScalePatientFloor | 733.8 | 28 | 422
20 | Infrastructure | 8 | Free-standing specialized outpatient clinic | 1 | General | GB_stGeneral | 1 | 743 | Scale, patient, infant | GB_stScalePatientInfant | 270.98 | 8 | 423
20 | Infrastructure | 8 | Free-standing specialized outpatient clinic | 1 | General | GB_stGeneral | 1 | 744 | Scale, precision, electronic | GB_stScalePrecisionElectronic | 232.35 | 6 | 424
20 | Infrastructure | 8 | Free-standing specialized outpatient clinic | 1 | General | GB_stGeneral | 1 | 745 | Screen, anaesthesia | GB_stScreenAnaesthesia | 137321.39 | 4 | 426
20 | Infrastructure | 8 | Free-standing specialized outpatient clinic | 1 | General | GB_stGeneral | 1 | 746 | Screen, bedside | GB_stScreenBedside | 195.95 | 43 | 427
20 | Infrastructure | 8 | Free-standing specialized outpatient clinic | 1 | General | GB_stGeneral | 1 | 747 | Sealing unit, packaging | GB_stSealingUnitPackaging | 800 | 5 | 429
20 | Infrastructure | 8 | Free-standing specialized outpatient clinic | 1 | General | GB_stGeneral | 1 | 748 | Shaker, laboratory | GB_stShakerLab | 3293.56 | 7 | 432
20 | Infrastructure | 8 | Free-standing specialized outpatient clinic | 1 | General | GB_stGeneral | 1 | 749 | Shield, radiation, apron | GB_stShieldRadiationApron | 251.01 | 6 | 436
20 | Infrastructure | 8 | Free-standing specialized outpatient clinic | 1 | General | GB_stGeneral | 1 | 750 | Shield, radiation, collar | GB_stShieldRadiationCollar | 50.59 | 6 | 437
20 | Infrastructure | 8 | Free-standing specialized outpatient clinic | 1 | General | GB_stGeneral | 1 | 751 | Shield, radiation, eye, spectacles | GB_stShieldRadiationEyeSpectacles | 0 | 6 | 439
20 | Infrastructure | 8 | Free-standing specialized outpatient clinic | 1 | General | GB_stGeneral | 1 | 752 | Shield, radiation, gonadal | GB_stShieldRadiationGonadal | 115.85 | 6 | 440
20 | Infrastructure | 8 | Free-standing specialized outpatient clinic | 1 | General | GB_stGeneral | 1 | 753 | Shield, radiation, hand, glove | GB_stShieldRadiationHandGlove | 345.37 | 6 | 441
20 | Infrastructure | 8 | Free-standing specialized outpatient clinic | 1 | General | GB_stGeneral | 1 | 754 | Sigmoidoscope, rigid | GB_stSigmoidoscopeRigid | 51541.53 | 1 | 443
20 | Infrastructure | 8 | Free-standing specialized outpatient clinic | 1 | General | GB_stGeneral | 1 | 755 | Simulator, radiation therapy | GB_stSimulatorRadiationTherapy | 1036914.29 | 1 | 444
20 | Infrastructure | 8 | Free-standing specialized outpatient clinic | 1 | General | GB_stGeneral | 1 | 756 | Slide stainer | GB_stSlideStainer | 54.32 | 2 | 446
20 | Infrastructure | 8 | Free-standing specialized outpatient clinic | 1 | General | GB_stGeneral | 1 | 757 | Sphygmomanometer, aneroid | GB_stSphygmomanometerAneroid | 147.35 | 71 | 448
20 | Infrastructure | 8 | Free-standing specialized outpatient clinic | 1 | General | GB_stGeneral | 1 | 758 | Spirometer, diagnostic | GB_stSpirometerDiag | 800 | 2 | 449
20 | Infrastructure | 8 | Free-standing specialized outpatient clinic | 1 | General | GB_stGeneral | 1 | 759 | Stereotactic biopsy system, mammography | GB_stStereotacticBiopsySystemMammography | 14000 | 1 | 459
20 | Infrastructure | 8 | Free-standing specialized outpatient clinic | 1 | General | GB_stGeneral | 1 | 760 | Sterilizer, gas, formaldehyde | GB_stSterilizerGasFormaldehyde | 0 | 2 | 463
20 | Infrastructure | 8 | Free-standing specialized outpatient clinic | 1 | General | GB_stGeneral | 1 | 761 | Sterilizer, gas, plasma | GB_stSterilizerGasPlasma | 178681.29 | 1 | 464
20 | Infrastructure | 8 | Free-standing specialized outpatient clinic | 1 | General | GB_stGeneral | 1 | 762 | Sterilizer, moist heat, unwrapped device | GB_stSterilizerMoistHeatUnwrappedDevice | 49743.63 | 8 | 465
20 | Infrastructure | 8 | Free-standing specialized outpatient clinic | 1 | General | GB_stGeneral | 1 | 763 | Stethoscope, foetal | GB_stStethoscopeFoetal | 64.12 | 5 | 466
20 | Infrastructure | 8 | Free-standing specialized outpatient clinic | 1 | General | GB_stGeneral | 1 | 764 | Stethoscope, mechanical | GB_stStethoscopeMechanical | 64.08 | 72 | 467
20 | Infrastructure | 8 | Free-standing specialized outpatient clinic | 1 | General | GB_stGeneral | 1 | 765 | Stimulator, electrical, analgesic, brain | GB_stStimulatorElectricalAnalgesicBrain | 15000 | 1 | 468
20 | Infrastructure | 8 | Free-standing specialized outpatient clinic | 1 | General | GB_stGeneral | 1 | 766 | Stimulator, electrical, analgesic, peripheral nerve, transcutaneous | GB_stStimulatorElectricalAnalgesicPeripheralNerveTranscutaneous | 2588.36 | 1 | 469
20 | Infrastructure | 8 | Free-standing specialized outpatient clinic | 1 | General | GB_stGeneral | 1 | 767 | Stool, general-purpose | GB_stStoolGeneralPurpose | 23.1 | 61 | 470
20 | Infrastructure | 8 | Free-standing specialized outpatient clinic | 1 | General | GB_stGeneral | 1 | 768 | Stress exercise monitoring system, cardiac | GB_stStressExerciseMonitSystemCardiac | 35629.07 | 1 | 477
20 | Infrastructure | 8 | Free-standing specialized outpatient clinic | 1 | General | GB_stGeneral | 1 | 769 | Stretcher, general-purpose | GB_stStretcherGeneralPurpose | 2460.53 | 9 | 478
20 | Infrastructure | 8 | Free-standing specialized outpatient clinic | 1 | General | GB_stGeneral | 1 | 770 | Stretcher, hospital | GB_stStretcherHospital | 2460.53 | 14 | 479
20 | Infrastructure | 8 | Free-standing specialized outpatient clinic | 1 | General | GB_stGeneral | 1 | 771 | Stretcher, orthopaedic | GB_stStretcherOrthopaedic | 2460.53 | 1 | 480
20 | Infrastructure | 8 | Free-standing specialized outpatient clinic | 1 | General | GB_stGeneral | 1 | 772 | Stretcher, radiographic | GB_stStretcherRadiographic | 8499.35 | 2 | 481
20 | Infrastructure | 8 | Free-standing specialized outpatient clinic | 1 | General | GB_stGeneral | 1 | 773 | Suction system, general-purpose, electrically-powered | GB_stSuctionSystemGeneralPurposeElectricallyPowered | 3886.16 | 31 | 484
20 | Infrastructure | 8 | Free-standing specialized outpatient clinic | 1 | General | GB_stGeneral | 1 | 774 | Suction system, low pressure | GB_stSuctionSystemLowPressure | 3886.16 | 12 | 485
20 | Infrastructure | 8 | Free-standing specialized outpatient clinic | 1 | General | GB_stGeneral | 1 | 775 | Table, birthing | GB_stTableBirthing | 45133.75 | 3 | 487
20 | Infrastructure | 8 | Free-standing specialized outpatient clinic | 1 | General | GB_stGeneral | 1 | 776 | Table, examination/treatment, general-purpose | GB_stTableExaminationTreatGeneralPurpose | 2024.99 | 16 | 488
20 | Infrastructure | 8 | Free-standing specialized outpatient clinic | 1 | General | GB_stGeneral | 1 | 777 | Table, examination/treatment, gynaecological | GB_stTableExaminationTreatGynaecological | 781.84 | 7 | 489
20 | Infrastructure | 8 | Free-standing specialized outpatient clinic | 1 | General | GB_stGeneral | 1 | 778 | Table, instrument | GB_stTableInstrument | 133.16 | 68 | 490
20 | Infrastructure | 8 | Free-standing specialized outpatient clinic | 1 | General | GB_stGeneral | 1 | 779 | Table, operating-room, electrical | GB_stTableOperatingRoomElectrical | 35139.83 | 4 | 493
20 | Infrastructure | 8 | Free-standing specialized outpatient clinic | 1 | General | GB_stGeneral | 1 | 780 | Table, operation, orthopaedic | GB_stTableOperationOrthopaedic | 0 | 2 | 495
20 | Infrastructure | 8 | Free-standing specialized outpatient clinic | 1 | General | GB_stGeneral | 1 | 781 | Table, over-bed | GB_stTableOverBed | 612.69 | 8 | 496
20 | Infrastructure | 8 | Free-standing specialized outpatient clinic | 1 | General | GB_stGeneral | 1 | 782 | Table, proctological | GB_stTableProctological | 996 | 1 | 498
20 | Infrastructure | 8 | Free-standing specialized outpatient clinic | 1 | General | GB_stGeneral | 1 | 783 | Table, urological | GB_stTableUrological | 781.84 | 1 | 500
20 | Infrastructure | 8 | Free-standing specialized outpatient clinic | 1 | General | GB_stGeneral | 1 | 784 | Table, x-ray system, diagnostic, fluoroscopy, powered | GB_stTableXRaySystemDiagFluoroscopyPowered | 2024.99 | 1 | 501
20 | Infrastructure | 8 | Free-standing specialized outpatient clinic | 1 | General | GB_stGeneral | 1 | 785 | Telemetry system receiver, electrocardiograph | GB_stTelemetrySystemReceiverElectrocardiograph | 119497.09 | 1 | 508
20 | Infrastructure | 8 | Free-standing specialized outpatient clinic | 1 | General | GB_stGeneral | 1 | 786 | Telemetry system transmitter, electrocardiograph | GB_stTelemetrySystemTransmitterElectrocardiograph | 119497.09 | 2 | 509
20 | Infrastructure | 8 | Free-standing specialized outpatient clinic | 1 | General | GB_stGeneral | 1 | 787 | Television set | GB_stTelevisionSet | 28.97 | 2 | 510
20 | Infrastructure | 8 | Free-standing specialized outpatient clinic | 1 | General | GB_stGeneral | 1 | 788 | Tent, oxygen | GB_stTentOxygen | 116.2 | 2 | 511
20 | Infrastructure | 8 | Free-standing specialized outpatient clinic | 1 | General | GB_stGeneral | 1 | 789 | Thermometer holder | GB_stThermometerHolder | 9.13 | 9 | 516
20 | Infrastructure | 8 | Free-standing specialized outpatient clinic | 1 | General | GB_stGeneral | 1 | 790 | Thermometer, electronic | GB_stThermometerElectronic | 389.03 | 26 | 517
20 | Infrastructure | 8 | Free-standing specialized outpatient clinic | 1 | General | GB_stGeneral | 1 | 791 | Thermometer, infrared, ear | GB_stThermometerInfraredEar | 550 | 1 | 518
20 | Infrastructure | 8 | Free-standing specialized outpatient clinic | 1 | General | GB_stGeneral | 1 | 792 | Thermometer, laboratory | GB_stThermometerLab | 58.76 | 4 | 519
20 | Infrastructure | 8 | Free-standing specialized outpatient clinic | 1 | General | GB_stGeneral | 1 | 793 | Timer, electronic | GB_stTimerElectronic | 43.91 | 3 | 528
20 | Infrastructure | 8 | Free-standing specialized outpatient clinic | 1 | General | GB_stGeneral | 1 | 794 | Tissue processor | GB_stTissueProcessor | 32784.2 | 1 | 532
20 | Infrastructure | 8 | Free-standing specialized outpatient clinic | 1 | General | GB_stGeneral | 1 | 795 | Tonometer, ophthalmic | GB_stTonometerOphthalmic | 4907.56 | 1 | 535
20 | Infrastructure | 8 | Free-standing specialized outpatient clinic | 1 | General | GB_stGeneral | 1 | 796 | Tourniquet, pneumatic | GB_stTourniquetPneumatic | 2000 | 1 | 536
20 | Infrastructure | 8 | Free-standing specialized outpatient clinic | 1 | General | GB_stGeneral | 1 | 797 | Training aid, physical, standing frame | GB_stTrainAidPhysicalStandingFrame | 0 | 1 | 537
20 | Infrastructure | 8 | Free-standing specialized outpatient clinic | 1 | General | GB_stGeneral | 1 | 798 | Transducer assembly, ultrasound, diagnostic, extracorporeal, mounted | GB_stTransducerAssemblyUltrasoundDiagExtracorporealMounted | 0 | 1 | 538
20 | Infrastructure | 8 | Free-standing specialized outpatient clinic | 1 | General | GB_stGeneral | 1 | 799 | Trolley, resuscitation | GB_stTrolleyResuscitation | 17856.31 | 23 | 543
20 | Infrastructure | 8 | Free-standing specialized outpatient clinic | 1 | General | GB_stGeneral | 1 | 800 | Trolley, general-purpose | GB_stTrolleyGeneralPurpose | 323.72 | 22 | 544
20 | Infrastructure | 8 | Free-standing specialized outpatient clinic | 1 | General | GB_stGeneral | 1 | 801 | Trolley, instrument | GB_stTrolleyInstrument | 142.16 | 11 | 545
20 | Infrastructure | 8 | Free-standing specialized outpatient clinic | 1 | General | GB_stGeneral | 1 | 802 | Trolley, isolation | GB_stTrolleyIsolation | 214.8 | 1 | 546
20 | Infrastructure | 8 | Free-standing specialized outpatient clinic | 1 | General | GB_stGeneral | 1 | 803 | Trolley, linen/laundry | GB_stTrolleyLinenLaundry | 52.79 | 16 | 547
20 | Infrastructure | 8 | Free-standing specialized outpatient clinic | 1 | General | GB_stGeneral | 1 | 804 | Trolley, medication | GB_stTrolleyMedication | 214.8 | 8 | 548
20 | Infrastructure | 8 | Free-standing specialized outpatient clinic | 1 | General | GB_stGeneral | 1 | 805 | Trolley, mortuary | GB_stTrolleyMortuary | 1447.21 | 2 | 549
20 | Infrastructure | 8 | Free-standing specialized outpatient clinic | 1 | General | GB_stGeneral | 1 | 806 | Ultrasound system, imaging, cardiovascular | GB_stUltrasoundSystemImagingCardiovascular | 311468.47 | 1 | 551
20 | Infrastructure | 8 | Free-standing specialized outpatient clinic | 1 | General | GB_stGeneral | 1 | 807 | Ultrasound system, imaging, general-purpose | GB_stUltrasoundSystemImagingGeneralPurpose | 54316.86 | 3 | 552
20 | Infrastructure | 8 | Free-standing specialized outpatient clinic | 1 | General | GB_stGeneral | 1 | 808 | Ultrasound system, imaging, obstetric/gynaecological | GB_stUltrasoundSystemImagingObstetricGynaecological | 10000 | 3 | 553
20 | Infrastructure | 8 | Free-standing specialized outpatient clinic | 1 | General | GB_stGeneral | 1 | 809 | Ultrasound system, imaging, ophthalmic | GB_stUltrasoundSystemImagingOphthalmic | 4000 | 1 | 554
20 | Infrastructure | 8 | Free-standing specialized outpatient clinic | 1 | General | GB_stGeneral | 1 | 810 | Ultrasound system, non-imaging, Doppler blood-flow measurement | GB_stUltrasoundSystemNonImagingDopplerBloodFlowMeasurement | 751.83 | 1 | 555
20 | Infrastructure | 8 | Free-standing specialized outpatient clinic | 1 | General | GB_stGeneral | 1 | 811 | Utility supply system, dental treatment | GB_stUtilitySupplySystemDentalTreat | 2172.67 | 1 | 558
20 | Infrastructure | 8 | Free-standing specialized outpatient clinic | 1 | General | GB_stGeneral | 1 | 812 | Ventilator, adult | GB_stVentilatorAdult | 37167.35 | 5 | 560
20 | Infrastructure | 8 | Free-standing specialized outpatient clinic | 1 | General | GB_stGeneral | 1 | 813 | Ventilator, neonatal/paediatric | GB_stVentilatorNeonatalPaediatric | 37167.35 | 6 | 562
20 | Infrastructure | 8 | Free-standing specialized outpatient clinic | 1 | General | GB_stGeneral | 1 | 814 | Ventilator, transportable | GB_stVentilatorTransportable | 38609.93 | 1 | 563
20 | Infrastructure | 8 | Free-standing specialized outpatient clinic | 1 | General | GB_stGeneral | 1 | 815 | View box, diagnostic imaging, non-motorized | GB_stViewBoxDiagImagingNonMotorized | 63.59 | 1 | 564
20 | Infrastructure | 8 | Free-standing specialized outpatient clinic | 1 | General | GB_stGeneral | 1 | 816 | View box, x-ray | GB_stViewBoxXRay | 63.59 | 27 | 565
20 | Infrastructure | 8 | Free-standing specialized outpatient clinic | 1 | General | GB_stGeneral | 1 | 817 | Washer, decontamination, utensil | GB_stWasherDecontaminationUtensil | 38799.65 | 2 | 567
20 | Infrastructure | 8 | Free-standing specialized outpatient clinic | 1 | General | GB_stGeneral | 1 | 818 | Washer, decontamination/sanitizing | GB_stWasherDecontaminationSanitizing | 38799.65 | 11 | 568
20 | Infrastructure | 8 | Free-standing specialized outpatient clinic | 1 | General | GB_stGeneral | 1 | 819 | Waste disposal unit, cytotoxic | GB_stWasteDisposalUnitCytotoxic | 3.13 | 12 | 569
20 | Infrastructure | 8 | Free-standing specialized outpatient clinic | 1 | General | GB_stGeneral | 1 | 820 | Waste disposal unit, sharp | GB_stWasteDisposalUnitSharp | 5.27 | 68 | 571
20 | Infrastructure | 8 | Free-standing specialized outpatient clinic | 1 | General | GB_stGeneral | 1 | 821 | Water jet pistol | GB_stWaterJetPistol | 334.17 | 2 | 575
20 | Infrastructure | 8 | Free-standing specialized outpatient clinic | 1 | General | GB_stGeneral | 1 | 822 | Water purification filter, charcoal | GB_stWaterPurificationFilterCharcoal | 0 | 1 | 576
20 | Infrastructure | 8 | Free-standing specialized outpatient clinic | 1 | General | GB_stGeneral | 1 | 823 | Water purification filter, particulate | GB_stWaterPurificationFilterParticulate | 0 | 1 | 577
20 | Infrastructure | 8 | Free-standing specialized outpatient clinic | 1 | General | GB_stGeneral | 1 | 824 | Water purification system, reverse osmosis | GB_stWaterPurificationSystemReverseOsmosis | 290.5 | 1 | 578
20 | Infrastructure | 8 | Free-standing specialized outpatient clinic | 1 | General | GB_stGeneral | 1 | 825 | Water purification system, ultraviolet | GB_stWaterPurificationSystemUltraviolet | 500 | 1 | 579
20 | Infrastructure | 8 | Free-standing specialized outpatient clinic | 1 | General | GB_stGeneral | 1 | 826 | Wheelchair, attendant driven, collapsible | GB_stWheelchairAttendantDrivenCollapsible | 268.68 | 11 | 581
20 | Infrastructure | 8 | Free-standing specialized outpatient clinic | 1 | General | GB_stGeneral | 1 | 827 | Workstation, diagnostic x-ray system | GB_stWorkstationDiagXRaySystem | 12058.34 | 1 | 584
20 | Infrastructure | 8 | Free-standing specialized outpatient clinic | 1 | General | GB_stGeneral | 1 | 828 | X-ray compression device, mammography | GB_stXRayCompressionDeviceMammography | 490738.97 | 1 | 588
20 | Infrastructure | 8 | Free-standing specialized outpatient clinic | 1 | General | GB_stGeneral | 1 | 829 | X-ray generator, diagnostic, mobile | GB_stXRayGeneratorDiagMobile | 20000 | 5 | 589
20 | Infrastructure | 8 | Free-standing specialized outpatient clinic | 1 | General | GB_stGeneral | 1 | 830 | X-ray system, diagnostic, computed tomography, full-body | GB_stXRaySystemDiagComputedTomographyFullBody | 1036913.54 | 1 | 591
20 | Infrastructure | 8 | Free-standing specialized outpatient clinic | 1 | General | GB_stGeneral | 1 | 831 | X-ray system, diagnostic, fluoroscopic, general-purpose, portable, digital | GB_stXRaySystemDiagFluoroscopicGeneralPurposePortableDigital | 206404.07 | 1 | 593
20 | Infrastructure | 8 | Free-standing specialized outpatient clinic | 1 | General | GB_stGeneral | 1 | 832 | X-ray system, diagnostic, fluoroscopic, general-purpose, stationary, digital | GB_stXRaySystemDiagFluoroscopicGeneralPurposeStationaryDigital | 0 | 1 | 594
20 | Infrastructure | 8 | Free-standing specialized outpatient clinic | 1 | General | GB_stGeneral | 1 | 833 | X-ray system, diagnostic, general-purpose, stationary, digital | GB_stXRaySystemDiagGeneralPurposeStationaryDigital | 25000 | 1 | 596
20 | Infrastructure | 8 | Free-standing specialized outpatient clinic | 1 | General | GB_stGeneral | 1 | 834 | X-ray system, diagnostic, mammographic, stationary, digital | GB_stXRaySystemDiagMammographicStationaryDigital | 50000 | 1 | 597
20 | Infrastructure | 8 | Free-standing specialized outpatient clinic | 1 | General | GB_stGeneral | 1 | 835 | TB Laboratory Equipment - Microscopy | GB_stTBLabEquipmentMicroscopy | 0 | 0 | 505
20 | Infrastructure | 8 | Free-standing specialized outpatient clinic | 1 | General | GB_stGeneral | 1 | 836 | Standard reaction tubes with O-ring, 1.5 ml, 1000 per pack | GB_stStandardReactionTubesORing15Ml1000PerPack | 177.62 | 10 | 453
20 | Infrastructure | 8 | Free-standing specialized outpatient clinic | 1 | General | GB_stGeneral | 1 | 837 | Standard reaction tubes with O-ring, 2 ml, 1000 per pack | GB_stStandardReactionTubesORing2Ml1000PerPack | 177.62 | 10 | 454
20 | Infrastructure | 8 | Free-standing specialized outpatient clinic | 1 | General | GB_stGeneral | 1 | 838 | Cryo-vial, sterile with cap, 2 ml, with outer winding; pack of 1000 | GB_stCryoVialSterileCap2MlOuterWindingPack1000 | 245.93 | 3 | 120
20 | Infrastructure | 8 | Free-standing specialized outpatient clinic | 1 | General | GB_stGeneral | 1 | 839 | Cryo-tags, sized to fit for use on cryo-tubes, rolls of 1000 | GB_stCryoTagsSizedFitUseCryoTubesRolls1000Commas | 57.38 | 3 | 119
20 | Infrastructure | 8 | Free-standing specialized outpatient clinic | 1 | General | GB_stGeneral | 1 | 840 | PCR tubes, 0.2 ml with attached caps, sterile, DNAse- RNAse-free, 1000 per pack | GB_stPcrTubes02MlAttachedCapsSterileDnaseRnaseFree1000PerPack | 116.14 | 10 | 355
20 | Infrastructure | 8 | Free-standing specialized outpatient clinic | 1 | General | GB_stGeneral | 1 | 841 | DNAse-/RNAse-free TIPS, for pipettes 0.1 - 10 �l, 10 boxes at 96 per pack | GB_stDnaseRnaseFreeTipsPipettes0110L10Boxes96PerPack | 88.81 | 10 | 151
20 | Infrastructure | 8 | Free-standing specialized outpatient clinic | 1 | General | GB_stGeneral | 1 | 842 | DNAse-/RNAse-free TIPS, for pipettes 1 - 20 �l, 10 boxes at 96 per pack | GB_stDnaseRnaseFreeTipsPipettes120L10Boxes96PerPack | 88.81 | 40 | 152
20 | Infrastructure | 8 | Free-standing specialized outpatient clinic | 1 | General | GB_stGeneral | 1 | 843 | DNAse-/RNAse-free TIPS, for pipettes 10 - 100 �l, 10 boxes at 96 per pack | GB_stDnaseRnaseFreeTipsPipettes10100L10Boxes96PerPack | 88.81 | 20 | 153
20 | Infrastructure | 8 | Free-standing specialized outpatient clinic | 1 | General | GB_stGeneral | 1 | 844 | DNAse-/RNAse-free TIPS, for pipettes 20 - 200 �l, 10 boxes at 96 per pack | GB_stDnaseRnaseFreeTipsPipettes20200L10Boxes96PerPack | 81.98 | 10 | 154
20 | Infrastructure | 8 | Free-standing specialized outpatient clinic | 1 | General | GB_stGeneral | 1 | 845 | TIPS, PE, for pipettes 0.5 - 10 �l, 1000 per pack | GB_stTipsPePipettes0510L1000PerPack | 19.13 | 10 | 529
20 | Infrastructure | 8 | Free-standing specialized outpatient clinic | 1 | General | GB_stGeneral | 1 | 846 | TIPS, PE, for pipettes 1 - 200 �l, 1000 per pack | GB_stTipsPePipettes1200L1000PerPack | 21.86 | 5 | 530
20 | Infrastructure | 8 | Free-standing specialized outpatient clinic | 1 | General | GB_stGeneral | 1 | 847 | TIPS, PE, for pipettes 100 - 1000 �l , 1000 per pack | GB_stTipsPePipettes1001000L1000PerPack | 19.13 | 5 | 531
20 | Infrastructure | 8 | Free-standing specialized outpatient clinic | 1 | General | GB_stGeneral | 1 | 848 | Pasteur-pipettes, plastic, sterile, 1.5ml, 500 per pack | GB_stPasteurPipettesPlasticSterile15Ml500PerPack | 54.65 | 30 | 336
20 | Infrastructure | 8 | Free-standing specialized outpatient clinic | 1 | General | GB_stGeneral | 1 | 849 | Combitips for Multipette 5 ml, 100 pieces/pack | GB_stCombitipsMultipette5Ml100PiecesPack | 109.3 | 3 | 111
20 | Infrastructure | 8 | Free-standing specialized outpatient clinic | 1 | General | GB_stGeneral | 1 | 850 | Combitips for Multipette 10 ml, 100 pieces/pack | GB_stCombitipsMultipette10Ml100PiecesPack | 109.3 | 3 | 110
20 | Infrastructure | 8 | Free-standing specialized outpatient clinic | 1 | General | GB_stGeneral | 1 | 851 | Plastic bags, disposable PP, 100 pieces per pack | GB_stPlasticBagsDisposablePp100PiecesPerPack | 13.66 | 5 | 371
20 | Infrastructure | 8 | Free-standing specialized outpatient clinic | 1 | General | GB_stGeneral | 1 | 852 | Gloves, vinyl, powder free, disposable, size S, 100 per pack | GB_stGlovesVinylPowderFreeDisposableSizeS100PerPack | 16.4 | 60 | 221
20 | Infrastructure | 8 | Free-standing specialized outpatient clinic | 1 | General | GB_stGeneral | 1 | 853 | Gloves, vinyl, powder free, disposable, size M, 100 per pack | GB_stGlovesVinylPowderFreeDisposableSizeM100PerPack | 16.4 | 90 | 220
20 | Infrastructure | 8 | Free-standing specialized outpatient clinic | 1 | General | GB_stGeneral | 1 | 854 | Gloves, vinyl, powder free, disposable, size L, 100 per pack | GB_stGlovesVinylPowderFreeDisposableSizeL100PerPack | 16.4 | 30 | 216
20 | Infrastructure | 8 | Free-standing specialized outpatient clinic | 1 | General | GB_stGeneral | 1 | 855 | Forceps plastic | GB_stForcepsPlastic | 15.03 | 3 | 201
20 | Infrastructure | 8 | Free-standing specialized outpatient clinic | 1 | General | GB_stGeneral | 1 | 856 | Bottles, plastic | GB_stBottlesPlastic | 30.06 | 3 | 65
20 | Infrastructure | 8 | Free-standing specialized outpatient clinic | 1 | General | GB_stGeneral | 1 | 857 | Marker pen, water resistant | GB_stMarkerPenWaterResist | 6.83 | 3 | 286
20 | Infrastructure | 8 | Free-standing specialized outpatient clinic | 1 | General | GB_stGeneral | 1 | 858 | Gloves, nitril, powder free, disposable, size 6-7, 100 per pack | GB_stGlovesNitrilPowderFreeDisposableSize67100PerPack | 19.13 | 10 | 217
20 | Infrastructure | 8 | Free-standing specialized outpatient clinic | 1 | General | GB_stGeneral | 1 | 859 | Gloves, nitril, powder free, disposable, size 7-8, 100 per pack | GB_stGlovesNitrilPowderFreeDisposableSize78100PerPack | 20.49 | 5 | 218
20 | Infrastructure | 8 | Free-standing specialized outpatient clinic | 1 | General | GB_stGeneral | 1 | 860 | Gloves, nitril, powder free, disposable, size 8-9, 100 per pack | GB_stGlovesNitrilPowderFreeDisposableSize89100PerPack | 21.86 | 2 | 219
20 | Infrastructure | 8 | Free-standing specialized outpatient clinic | 1 | General | GB_stGeneral | 1 | 861 | Strips for the rapid detection of resistance to isoniazid and rifampicin, per strip | GB_stStripsRapidDetectionResistIsonRifampPerStrip | 24.59 | 1000 | 482
20 | Infrastructure | 8 | Free-standing specialized outpatient clinic | 1 | General | GB_stGeneral | 1 | 862 | Strips for the rapid detection of resistance to isoniazid and rifampicin, per strip | GB_stStripsRapidDetectionResistIsonRifampPerStrip | 3.5 | 1000 | 482
20 | Infrastructure | 8 | Free-standing specialized outpatient clinic | 1 | General | GB_stGeneral | 1 | 863 | TB Laboratory Equipment - Molecular tests | GB_stTBLabEquipmentMolecularTests | 0 | 0 | 506
20 | Infrastructure | 8 | Free-standing specialized outpatient clinic | 1 | General | GB_stGeneral | 1 | 864 | PCR-Workstation UV | GB_stPcrWorkstationUv | 3142.49 | 1 | 356
20 | Infrastructure | 8 | Free-standing specialized outpatient clinic | 1 | General | GB_stGeneral | 1 | 865 | Thermocycler | GB_stThermocycler | 4782.05 | 1 | 515
20 | Infrastructure | 8 | Free-standing specialized outpatient clinic | 1 | General | GB_stGeneral | 1 | 866 | Ultrasonic bath | GB_stUltrasonicBath | 1639.56 | 1 | 550
20 | Infrastructure | 8 | Free-standing specialized outpatient clinic | 1 | General | GB_stGeneral | 1 | 867 | Thermoshaker for hybridization | GB_stThermoshakerHybridization | 3005.86 | 1 | 520
20 | Infrastructure | 8 | Free-standing specialized outpatient clinic | 1 | General | GB_stGeneral | 1 | 868 | Optional 8-channel pipette, 5 - 50 �l | GB_stOpt8ChannelPipette550L | 587.51 | 1 | 322
20 | Infrastructure | 8 | Free-standing specialized outpatient clinic | 1 | General | GB_stGeneral | 1 | 869 | Optional 8-channel pipette, 50 - 300 �l | GB_stOpt8ChannelPipette50300L | 587.51 | 1 | 323
20 | Infrastructure | 8 | Free-standing specialized outpatient clinic | 1 | General | GB_stGeneral | 1 | 870 | Optional Electrophoresis, horizontal mini gel system | GB_stOptElectrophoresisHorizontalMiniGelSystem | 409.89 | 1 | 324
20 | Infrastructure | 8 | Free-standing specialized outpatient clinic | 1 | General | GB_stGeneral | 1 | 871 | Optional Power supply for electrophoresis | GB_stOptPowerSupplyElectrophoresis | 478.21 | 1 | 327
20 | Infrastructure | 8 | Free-standing specialized outpatient clinic | 1 | General | GB_stGeneral | 1 | 872 | Optional UV-light illuminator at least 200 x 200 mm window | GB_stOptUvLightIlluminatorLeast200X200MmWindow | 1639.56 | 1 | 328
20 | Infrastructure | 8 | Free-standing specialized outpatient clinic | 1 | General | GB_stGeneral | 1 | 873 | Optional Microwave oven, approx. 900 W, inner volume minimum 20 litres | GB_stOptMicrowaveOvenApprox900WInnerVolumeMin20Litres | 819.78 | 1 | 326
20 | Infrastructure | 8 | Free-standing specialized outpatient clinic | 1 | General | GB_stGeneral | 1 | 874 | Racks, for tubes 1.5 - 2 ml, 10 mm diameter, at least 20 positions | GB_stRacksTubes152Ml10MmDiameterLeast20Positions | 6.83 | 10 | 386
20 | Infrastructure | 8 | Free-standing specialized outpatient clinic | 1 | General | GB_stGeneral | 1 | 875 | Centrifuge for standard reaction tubes | GB_stCentrifugeStandardReactionTubes | 2459.34 | 1 | 89
20 | Infrastructure | 8 | Free-standing specialized outpatient clinic | 1 | General | GB_stGeneral | 1 | 876 | Floating rack for 20 seats, diameter 10 mm, 2ml, for ultrasonic bath | GB_stFloatingRack20SeatsDiameter10Mm2MlUltrasonicBath | 9.56 | 2 | 194
20 | Infrastructure | 8 | Free-standing specialized outpatient clinic | 1 | General | GB_stGeneral | 1 | 877 | Deep freeze storage box with lid for 2 ml cryovials , autoclavable PP | GB_stDeepFreezeStorageBoxLid2MlCryovialsAutoclavablePp | 10.93 | 10 | 130
20 | Infrastructure | 8 | Free-standing specialized outpatient clinic | 1 | General | GB_stGeneral | 1 | 878 | Deep freeze storage box with lid for 0.2ml PCR tubes, autoclavable PP. | GB_stDeepFreezeStorageBoxLid02MlPcrTubesAutoclavablePp | 11.07 | 10 | 129
20 | Infrastructure | 8 | Free-standing specialized outpatient clinic | 1 | General | GB_stGeneral | 1 | 879 | 1-channel pipette, variable from 0.5 - 10 �l, | GB_st1ChannelPipetteVariableFrom0510L | 273.26 | 3 | 2
20 | Infrastructure | 8 | Free-standing specialized outpatient clinic | 1 | General | GB_stGeneral | 1 | 880 | 1-channel pipette, variable from 10 - 100 �l | GB_st1ChannelPipetteVariableFrom10100L | 273.26 | 4 | 3
20 | Infrastructure | 8 | Free-standing specialized outpatient clinic | 1 | General | GB_stGeneral | 1 | 881 | 1-channel pipette, variable from 100 - 1000 �l, | GB_st1ChannelPipetteVariableFrom1001000L | 273.26 | 4 | 4
20 | Infrastructure | 8 | Free-standing specialized outpatient clinic | 1 | General | GB_stGeneral | 1 | 882 | Racks suitable for pipettes offered, at least 4 positions | GB_stRacksSuitablePipettesOfferedLeast4Positions | 109.3 | 4 | 385
20 | Infrastructure | 8 | Free-standing specialized outpatient clinic | 1 | General | GB_stGeneral | 1 | 883 | Refrigerator with freezing department | GB_stRefrigeratorFreezingDepartment | 409.89 | 1 | 401
20 | Infrastructure | 8 | Free-standing specialized outpatient clinic | 1 | General | GB_stGeneral | 1 | 884 | Freezer | GB_stFreezer | 546.52 | 1 | 205
20 | Infrastructure | 8 | Free-standing specialized outpatient clinic | 1 | General | GB_stGeneral | 1 | 885 | Stand for multichannel pipettes | GB_stStandMultichannelPipettes | 122.97 | 1 | 452
20 | Infrastructure | 8 | Free-standing specialized outpatient clinic | 1 | General | GB_stGeneral | 1 | 886 | Hand-dispenser pipette, 5 dosage steps, suited for combitips | GB_stHandDispenserPipette5DosageStepsSuitedCombitips | 218.61 | 2 | 228
20 | Infrastructure | 8 | Free-standing specialized outpatient clinic | 1 | General | GB_stGeneral | 1 | 887 | Tripod stand for waste bags of 2 litres | GB_stTripodStandWasteBags2Litres | 10.25 | 5 | 542
20 | Infrastructure | 8 | Free-standing specialized outpatient clinic | 1 | General | GB_stGeneral | 1 | 888 | TB Laboratory Equipment - Culture | GB_stTBLabEquipmentCulture | 0 | 0 | 503
20 | Infrastructure | 8 | Free-standing specialized outpatient clinic | 1 | General | GB_stGeneral | 1 | 889 | Base Support for Laminar Air Flow Cabinet | GB_stBaseSuppLaminarAirFlowCabinet | 1024.73 | 2 | 52
20 | Infrastructure | 8 | Free-standing specialized outpatient clinic | 1 | General | GB_stGeneral | 1 | 890 | BSC, class I or II | GB_stBscClassIOrIi | 17761.9 | 2 | 70
20 | Infrastructure | 8 | Free-standing specialized outpatient clinic | 1 | General | GB_stGeneral | 1 | 891 | UPS for BSC | GB_stUpsBsc | 1639.56 | 2 | 556
20 | Infrastructure | 8 | Free-standing specialized outpatient clinic | 1 | General | GB_stGeneral | 1 | 892 | Minishaker or Vortex | GB_stMinishakerOrVortex | 478.21 | 3 | 303
20 | Infrastructure | 8 | Free-standing specialized outpatient clinic | 1 | General | GB_stGeneral | 1 | 893 | Optional : overhead stirrer, for at least 10 tubes (50 ml) | GB_stOptOverheadStirrerLeast10Tubes50Ml | 1639.56 | 2 | 321
20 | Infrastructure | 8 | Free-standing specialized outpatient clinic | 1 | General | GB_stGeneral | 1 | 894 | Test tube rack 18/8 stainless steel, diameter 16 mm | GB_stTestTubeRack188StainlessSteelDiameter16Mm | 38.26 | 5 | 513
20 | Infrastructure | 8 | Free-standing specialized outpatient clinic | 1 | General | GB_stGeneral | 1 | 895 | Test tube rack 18/8 stainless steel, diameter 35 mm | GB_stTestTubeRack188StainlessSteelDiameter35Mm | 31.42 | 5 | 514
20 | Infrastructure | 8 | Free-standing specialized outpatient clinic | 1 | General | GB_stGeneral | 1 | 896 | Safety gas burner with glass chimney, footswitch for temporary ignition | GB_stSafetyGasBurnerGlassChimneyFootswitchTemporaryIgnition | 573.85 | 2 | 412
20 | Infrastructure | 8 | Free-standing specialized outpatient clinic | 1 | General | GB_stGeneral | 1 | 897 | Safety gas tubing with safety clamps on both ends, inner diameter 9mm | GB_stSafetyGasTubingSafetyClampsBothEndsInnerDiameter9Mm | 40.99 | 2 | 413
20 | Infrastructure | 8 | Free-standing specialized outpatient clinic | 1 | General | GB_stGeneral | 1 | 898 | Inoculation loops, Platinum/Iridium wire, closed, 10 �l | GB_stInoculationLoopsPlatinumIridiumWireClosed10L | 122.97 | 6 | 247
20 | Infrastructure | 8 | Free-standing specialized outpatient clinic | 1 | General | GB_stGeneral | 1 | 899 | Loop holder | GB_stLoopHolder | 9.56 | 12 | 282
20 | Infrastructure | 8 | Free-standing specialized outpatient clinic | 1 | General | GB_stGeneral | 1 | 900 | Racks for loop holder | GB_stRacksLoopHolder | 16.4 | 4 | 383
20 | Infrastructure | 8 | Free-standing specialized outpatient clinic | 1 | General | GB_stGeneral | 1 | 901 | Stainless steel bucket with lid, capacity 10L | GB_stStainlessSteelBucketLidCapacity10L | 150.29 | 5 | 450
20 | Infrastructure | 8 | Free-standing specialized outpatient clinic | 1 | General | GB_stGeneral | 1 | 902 | Discard bottle, stainless steel or thick walled glass with screw cap | GB_stDiscardBottleStainlessSteelOrThickWalledGlassScrewCap | 4.1 | 5 | 142
20 | Infrastructure | 8 | Free-standing specialized outpatient clinic | 1 | General | GB_stGeneral | 1 | 903 | Funnel, stainless steel 18/8, top diameter 120 mm | GB_stFunnelStainlessSteel188TopDiameter120Mm | 18.45 | 3 | 210
20 | Infrastructure | 8 | Free-standing specialized outpatient clinic | 1 | General | GB_stGeneral | 1 | 904 | Safety box, PP, approx 3 L, for all sharps | GB_stSafetyBoxPpApprox3LAllSharps | 4.24 | 25 | 411
20 | Infrastructure | 8 | Free-standing specialized outpatient clinic | 1 | General | GB_stGeneral | 1 | 905 | Laboratory chair, disinfectable, 5 wheels, no arm rests | GB_stLabChairDisinfectable5WheelsNoArmRests | 245.93 | 2 | 260
20 | Infrastructure | 8 | Free-standing specialized outpatient clinic | 1 | General | GB_stGeneral | 1 | 906 | Incubator | GB_stIncubator | 9290.84 | 2 | 237
20 | Infrastructure | 8 | Free-standing specialized outpatient clinic | 1 | General | GB_stGeneral | 1 | 907 | Centrifuge | GB_stCentrifuge | 8880.95 | 1 | 88
20 | Infrastructure | 8 | Free-standing specialized outpatient clinic | 1 | General | GB_stGeneral | 1 | 908 | Centrifuge rotor | GB_stCentrifugeRotor | 1229.67 | 1 | 90
20 | Infrastructure | 8 | Free-standing specialized outpatient clinic | 1 | General | GB_stGeneral | 1 | 909 | Centrifuge rotor buckets | GB_stCentrifugeRotorBuckets | 409.89 | 4 | 91
20 | Infrastructure | 8 | Free-standing specialized outpatient clinic | 1 | General | GB_stGeneral | 1 | 910 | Aerosol tight lids for rotor buckets | GB_stAerosolTightLidsRotorBuckets | 136.63 | 4 | 6
20 | Infrastructure | 8 | Free-standing specialized outpatient clinic | 1 | General | GB_stGeneral | 1 | 911 | Reducing adapter for 50 ml centrifuge tubes | GB_stReducingAdapter50MlCentrifugeTubes | 109.3 | 4 | 397
20 | Infrastructure | 8 | Free-standing specialized outpatient clinic | 1 | General | GB_stGeneral | 1 | 912 | Reducing adapter for 15 ml/12 ml centrifuge tubes | GB_stReducingAdapter15Ml12MlCentrifugeTubes | 109.3 | 4 | 396
20 | Infrastructure | 8 | Free-standing specialized outpatient clinic | 1 | General | GB_stGeneral | 1 | 913 | Autoclave | GB_stAutoclave | 15029.3 | 2 | 42
20 | Infrastructure | 8 | Free-standing specialized outpatient clinic | 1 | General | GB_stGeneral | 1 | 914 | Autoclave control unit for fully automated process control | GB_stAutoclaveControlUnitFullyAutomatedProcessControl | 3005.86 | 2 | 43
20 | Infrastructure | 8 | Free-standing specialized outpatient clinic | 1 | General | GB_stGeneral | 1 | 915 | Exhaust air filtration system for autoclave | GB_stExhaustAirFiltrationSystemAutoclave | 3552.38 | 1 | 189
20 | Infrastructure | 8 | Free-standing specialized outpatient clinic | 1 | General | GB_stGeneral | 1 | 916 | Autoclave control unit for sterilization of liquids, including temperature probe | GB_stAutoclaveControlUnitSterilizationLiquidsIncludingTempProbe | 3361.1 | 1 | 44
20 | Infrastructure | 8 | Free-standing specialized outpatient clinic | 1 | General | GB_stGeneral | 1 | 917 | Autoclave recooling system to shorten the time of liquid sterilization | GB_stAutoclaveRecoolingSystemShortenTimeLiquidSterilization | 3415.75 | 1 | 45
20 | Infrastructure | 8 | Free-standing specialized outpatient clinic | 1 | General | GB_stGeneral | 1 | 918 | Wire baskets or stainless steel buckets for autoclave | GB_stWireBasketsOrStainlessSteelBucketsAutoclave | 245.93 | 2 | 582
20 | Infrastructure | 8 | Free-standing specialized outpatient clinic | 1 | General | GB_stGeneral | 1 | 919 | Wire baskets with drip tray for autoclave | GB_stWireBasketsDripTrayAutoclave | 478.21 | 2 | 583
20 | Infrastructure | 8 | Free-standing specialized outpatient clinic | 1 | General | GB_stGeneral | 1 | 920 | Hot-air oven | GB_stHotAirOven | 3825.64 | 1 | 233
20 | Infrastructure | 8 | Free-standing specialized outpatient clinic | 1 | General | GB_stGeneral | 1 | 921 | Optional Ion exchanger cartridge, flow rate approx. 950 L/h | GB_stOptIonExchangerCartridgeFlowRateApprox950LH | 1093.04 | 2 | 325
20 | Infrastructure | 8 | Free-standing specialized outpatient clinic | 1 | General | GB_stGeneral | 1 | 922 | Conductivity measuring device for laboratory grade water, digital | GB_stConductivityMeasDeviceLabGradeWaterDigital | 437.22 | 2 | 114
20 | Infrastructure | 8 | Free-standing specialized outpatient clinic | 1 | General | GB_stGeneral | 1 | 923 | Ion exchanger resin for laboratory grade water, pack of 5x10 L resin | GB_stIonExchangerResinLabGradeWaterPack5X10LResin | 81.98 | 5 | 250
20 | Infrastructure | 8 | Free-standing specialized outpatient clinic | 1 | General | GB_stGeneral | 1 | 924 | Water distiller | GB_stWaterDistiller | 1776.19 | 1 | 574
20 | Infrastructure | 8 | Free-standing specialized outpatient clinic | 1 | General | GB_stGeneral | 1 | 925 | Balloon high-density poyethylene (HDPE) with discharge cock, 30 liters | GB_stBalloonHighDensityPoyethyleneHdpeDischargeCock30Liters | 81.98 | 1 | 49
20 | Infrastructure | 8 | Free-standing specialized outpatient clinic | 1 | General | GB_stGeneral | 1 | 926 | Balloon high-density poyethylene (HDPE) with discharge cock, 10 liters | GB_stBalloonHighDensityPoyethyleneHdpeDischargeCock10Liters | 54.65 | 4 | 48
20 | Infrastructure | 8 | Free-standing specialized outpatient clinic | 1 | General | GB_stGeneral | 1 | 927 | Stop cock, winding for HDPE balloon | GB_stStopCockWindingHdpeBalloon | 4.44 | 10 | 475
20 | Infrastructure | 8 | Free-standing specialized outpatient clinic | 1 | General | GB_stGeneral | 1 | 928 | Racks for test tubes, PP, autoclavable, 60 positions | GB_stRacksTestTubesPpAutoclavable60Positions | 10.93 | 12 | 384
20 | Infrastructure | 8 | Free-standing specialized outpatient clinic | 1 | General | GB_stGeneral | 1 | 929 | Alarm clock / digital timer, 4 digits | GB_stAlarmClockDigitalTimer4Digits | 27.33 | 1 | 7
20 | Infrastructure | 8 | Free-standing specialized outpatient clinic | 1 | General | GB_stGeneral | 1 | 930 | Safety-Pipetting Ball, standard | GB_stSafetyPipettingBallStandard | 3.42 | 10 | 414
20 | Infrastructure | 8 | Free-standing specialized outpatient clinic | 1 | General | GB_stGeneral | 1 | 931 | Automated pipetting aid, battery capacity for 8 h work, 200 g weight | GB_stAutomatedPipettingAidBatteryCapacity8HWork200GWeight | 478.21 | 2 | 47
20 | Infrastructure | 8 | Free-standing specialized outpatient clinic | 1 | General | GB_stGeneral | 1 | 932 | Pipette washer | GB_stPipetteWasher | 170.79 | 1 | 365
20 | Infrastructure | 8 | Free-standing specialized outpatient clinic | 1 | General | GB_stGeneral | 1 | 933 | Transport boxes for specimens meeting WHO requirements of P650 package | GB_stTransportBoxesSpecimensMeetWhoRequirementsP650Package | 20.49 | 10 | 539
20 | Infrastructure | 8 | Free-standing specialized outpatient clinic | 1 | General | GB_stGeneral | 1 | 934 | Electronic maxima-minima-thermometers, two channels, thin cable with sensor, battery, measuring range -50�C/+60�C | GB_stElectronicMaximaMinimaThermometersTwoChannelsThinCable | 27.33 | 10 | 163
20 | Infrastructure | 8 | Free-standing specialized outpatient clinic | 1 | General | GB_stGeneral | 1 | 935 | Electronic maxima-minima-thermometers, two channels, battery, measuring range -10�C/+50�C | GB_stElectronicMaximaMinimaThermometersTwoChannelsBattery | 27.33 | 10 | 162
20 | Infrastructure | 8 | Free-standing specialized outpatient clinic | 1 | General | GB_stGeneral | 1 | 936 | Dispenser for 1000 ml bottle for liquid soap, for wall mounting, 1 per sink | GB_stDispenser1000MlBottleLiquidSoapWallMounting1PerSink | 68.32 | 2 | 143
20 | Infrastructure | 8 | Free-standing specialized outpatient clinic | 1 | General | GB_stGeneral | 1 | 937 | Dispenser for hand towels, for wall mounting, 1 per sink | GB_stDispenserHandTowelsWallMounting1PerSink | 47.82 | 2 | 144
20 | Infrastructure | 8 | Free-standing specialized outpatient clinic | 1 | General | GB_stGeneral | 1 | 938 | Goggles, according to EN 166 and EN 170, frame adjustable, integrated side and top protection, total weight <40 g | GB_stGogglesAccordingEn166En170FrameAdjustable | 8.2 | 5 | 223
20 | Infrastructure | 8 | Free-standing specialized outpatient clinic | 1 | General | GB_stGeneral | 1 | 939 | Emergency spill-kit | GB_stEmergencySpillKit | 34.16 | 1 | 166
20 | Infrastructure | 8 | Free-standing specialized outpatient clinic | 1 | General | GB_stGeneral | 1 | 940 | First aid kit | GB_stFirstAidKit | 327.91 | 1 | 193
20 | Infrastructure | 8 | Free-standing specialized outpatient clinic | 1 | General | GB_stGeneral | 1 | 941 | Anemometer | GB_stAnemometer | 2049.45 | 1 | 34
20 | Infrastructure | 8 | Free-standing specialized outpatient clinic | 1 | General | GB_stGeneral | 1 | 942 | Analytical balance | GB_stAnalyticalBalance | 4782.05 | 1 | 32
20 | Infrastructure | 8 | Free-standing specialized outpatient clinic | 1 | General | GB_stGeneral | 1 | 943 | pH meter | GB_stPhMeter | 819.78 | 1 | 357
20 | Infrastructure | 8 | Free-standing specialized outpatient clinic | 1 | General | GB_stGeneral | 1 | 944 | Bunsen burner with fine tuning | GB_stBunsenBurnerFineTuning | 143.46 | 1 | 74
20 | Infrastructure | 8 | Free-standing specialized outpatient clinic | 1 | General | GB_stGeneral | 1 | 945 | Tripod stand | GB_stTripodStand | 16.4 | 1 | 541
20 | Infrastructure | 8 | Free-standing specialized outpatient clinic | 1 | General | GB_stGeneral | 1 | 946 | Water bath, capacity approximately 20 L | GB_stWaterBathCapacityApproximately20L | 1502.93 | 1 | 573
20 | Infrastructure | 8 | Free-standing specialized outpatient clinic | 1 | General | GB_stGeneral | 1 | 947 | Magnetic stirrer | GB_stMagneticStirrer | 580.68 | 1 | 284
20 | Infrastructure | 8 | Free-standing specialized outpatient clinic | 1 | General | GB_stGeneral | 1 | 948 | Magnetic stirring bars, round-shaped, polytetrafluorethylen (PTFE) coated. Set of 10: 1x 15 mm, 2X 20 mm, 2x 25 mm, 1x 30 mm, 2x 40 mm, 2x 50 mm length. | GB_stMagneticStirringBars | 68.32 | 1 | 285
20 | Infrastructure | 8 | Free-standing specialized outpatient clinic | 1 | General | GB_stGeneral | 1 | 949 | Sterile filling station of culture media, consisting of 1000 ml Squibb sedimentation funnels or cylindric dropping funnels, with tube for pressure exchange, stopcocks made of glass and Teflon stopper, outlet diameter 4 mm | GB_stSterileFillingStationCultureMediaConsisting1000MlSquibb | 68.32 | 3 | 461
20 | Infrastructure | 8 | Free-standing specialized outpatient clinic | 1 | General | GB_stGeneral | 1 | 950 | Stative for Squibb sedimentation funnels consisting of plate, rod and clamp | GB_stStativeSquibbSedimentationFunnelsConsistingPlateRodClamp | 136.63 | 3 | 455
20 | Infrastructure | 8 | Free-standing specialized outpatient clinic | 1 | General | GB_stGeneral | 1 | 951 | Inspissator for coagulation of egg-based culture media | GB_stInspissatorCoagulationEggBasedCultureMedia | 8197.8 | 1 | 248
20 | Infrastructure | 8 | Free-standing specialized outpatient clinic | 1 | General | GB_stGeneral | 1 | 952 | Refrigerator with freezing department | GB_stNull | 819.78 | 1 | 402
20 | Infrastructure | 8 | Free-standing specialized outpatient clinic | 1 | General | GB_stGeneral | 1 | 953 | Refrigerator | GB_stRefrigerator | 409.89 | 2 | 400
20 | Infrastructure | 8 | Free-standing specialized outpatient clinic | 1 | General | GB_stGeneral | 1 | 954 | Stainless steel funnel, short wide stem with air drain, diameter 150 mm on top | GB_stStainlessSteelFunnelShortWideStemAirDrainDiameter150MmTop | 13.66 | 5 | 451
20 | Infrastructure | 8 | Free-standing specialized outpatient clinic | 1 | General | GB_stGeneral | 1 | 955 | Swan neck bottles (PE flask, narrow neck with screw cap and water dispenser) set of one each 250, 500, 1000ml | GB_stSwanNeckBottles | 16.4 | 5 | 486
20 | Infrastructure | 8 | Free-standing specialized outpatient clinic | 1 | General | GB_stGeneral | 1 | 956 | Bowl, plastic, 500 x 350 mm | GB_stBowlPlastic500X350Mm | 2.73 | 5 | 67
20 | Infrastructure | 8 | Free-standing specialized outpatient clinic | 1 | General | GB_stGeneral | 1 | 957 | Erlenmeyer flasks, borosilicate 3.3, wide neck, graduated, autoclavable, 2000 ml | GB_stErlenmeyerFlasksBorosilicate33WideNeckGradAutoclavable2000Ml | 34.16 | 2 | 175
20 | Infrastructure | 8 | Free-standing specialized outpatient clinic | 1 | General | GB_stGeneral | 1 | 958 | Erlenmeyer flasks, borosilicate 3.3, wide neck, graduated, autoclavable, 1000 ml | GB_stErlenmeyerFlasksBorosilicate33WideNeckGradAutoclavable1000Ml | 163.96 | 10 | 174
20 | Infrastructure | 8 | Free-standing specialized outpatient clinic | 1 | General | GB_stGeneral | 1 | 959 | Erlenmeyer flasks, borosilicate 3.3, wide neck, autoclavable, 500 ml | GB_stErlenmeyerFlasksBorosilicate33WideNeckAutoclavable500Ml | 81.98 | 10 | 172
20 | Infrastructure | 8 | Free-standing specialized outpatient clinic | 1 | General | GB_stGeneral | 1 | 960 | Erlenmeyer flasks, borosilicate 3.3, wide neck, graduated, autoclavable, 250 ml | GB_stErlenmeyerFlasksBorosilicate33WideNeckGradAutoclavable250Ml | 61.48 | 10 | 176
20 | Infrastructure | 8 | Free-standing specialized outpatient clinic | 1 | General | GB_stGeneral | 1 | 961 | Erlenmeyer flasks, borosilicate 3.3, wide neck, graduated, 100 ml, pack. unit 10 | GB_stErlenmeyerFlasksBorosilicate33WideNeckGrad100MlPackUnit10 | 54.65 | 20 | 173
20 | Infrastructure | 8 | Free-standing specialized outpatient clinic | 1 | General | GB_stGeneral | 1 | 962 | Erlenmeyer flasks, borosilicate 3.3, wide neck, graduated, autoclavable, 50 ml | GB_stErlenmeyerFlasksBorosilicate33WideNeckGradAutoclavable50Ml | 54.65 | 20 | 177
20 | Infrastructure | 8 | Free-standing specialized outpatient clinic | 1 | General | GB_stGeneral | 1 | 963 | Measuring cylinder, class A; TPX, autoclavable, 1000 ml, graduated 10.0 ml | GB_stMeasCylinderClassTpxAutoclavable1000MlGrad100Ml | 22.27 | 5 | 293
20 | Infrastructure | 8 | Free-standing specialized outpatient clinic | 1 | General | GB_stGeneral | 1 | 964 | Measuring cylinder, class A; TPX, autoclavable, 500 ml, graduated 5.0 ml | GB_stMeasCylinderClassTpxAutoclavable500MlGrad50Ml | 14.35 | 5 | 295
20 | Infrastructure | 8 | Free-standing specialized outpatient clinic | 1 | General | GB_stGeneral | 1 | 965 | Measuring cylinder, class A; TPX, autoclavable, 250 ml, graduated 2.0 ml | GB_stMeasCylinderClassTpxAutoclavable250MlGrad20Ml | 9.5 | 5 | 291
20 | Infrastructure | 8 | Free-standing specialized outpatient clinic | 1 | General | GB_stGeneral | 1 | 966 | Measuring cylinder, class A; TPX, autoclavable, 100 ml, graduated 1.0 ml | GB_stMeasCylinderClassTpxAutoclavable100MlGrad10Ml | 6.15 | 5 | 292
20 | Infrastructure | 8 | Free-standing specialized outpatient clinic | 1 | General | GB_stGeneral | 1 | 967 | Measuring cylinder, class A; TPX, autoclavable, 50 ml, graduated 1.0 ml | GB_stMeasCylinderClassTpxAutoclavable50MlGrad10Ml | 4.65 | 5 | 294
20 | Infrastructure | 8 | Free-standing specialized outpatient clinic | 1 | General | GB_stGeneral | 1 | 968 | Thick-walled glass flask for preparation of culture medium; with flanged rim; 2500 ml | GB_stThickWalledGlassFlaskPreparationCultureMediumFlangedRim2500Ml | 58.75 | 6 | 527
20 | Infrastructure | 8 | Free-standing specialized outpatient clinic | 1 | General | GB_stGeneral | 1 | 969 | Thick walled bottles, borosilicate 3.3, graduated, transparent, PP ring and cap, 2000 ml | GB_stThickWalledBottlesBorosilicate33GradTransparentPpRingCap2000Ml | 24.59 | 3 | 524
20 | Infrastructure | 8 | Free-standing specialized outpatient clinic | 1 | General | GB_stGeneral | 1 | 970 | Thick walled bottles, borosilicate 3.3, graduated, transparent, PP ring and cap, 1000 ml | GB_stThickWalledBottlesBorosilicate33GradTransparentPpRingCap1000Ml | 14.35 | 10 | 523
20 | Infrastructure | 8 | Free-standing specialized outpatient clinic | 1 | General | GB_stGeneral | 1 | 971 | Thick walled bottles, borosilicate 3.3, graduated, transparent, PP ring and cap, 500 ml; | GB_stThickWalledBottlesBorosilicate33GradTransparentPpRingCap500Ml | 9.29 | 5 | 525
20 | Infrastructure | 8 | Free-standing specialized outpatient clinic | 1 | General | GB_stGeneral | 1 | 972 | Thick walled bottles, borosilicate 3.3, graduated, amber, PP ring and cap, 11000 ml | GB_stThickWalledBottlesBorosilicate33GradAmberPpRingCap11000Ml | 16.4 | 3 | 522
20 | Infrastructure | 8 | Free-standing specialized outpatient clinic | 1 | General | GB_stGeneral | 1 | 973 | Thick walled bottles, borosilicate 3.3, graduated, amber, PP ring and cap, 1, 2000 ml | GB_stThickWalledBottlesBorosilicate33GradAmberPpRingCap12000Ml | 27.33 | 2 | 521
20 | Infrastructure | 8 | Free-standing specialized outpatient clinic | 1 | General | GB_stGeneral | 1 | 974 | Screw caps with weld in PFTE membrane, 0.2 �m pore size, autoclavable to 140 �C | GB_stScrewCapsWeldPfteMembrane02MPoreSizeAutoclavable140C | 3.01 | 10 | 428
20 | Infrastructure | 8 | Free-standing specialized outpatient clinic | 1 | General | GB_stGeneral | 1 | 975 | Laboratory beaker, EFTE, low form with graduation and spout, 2000 ml | GB_stLabBeakerEfteLowFormGraduationSpout2000Ml | 136.63 | 3 | 257
20 | Infrastructure | 8 | Free-standing specialized outpatient clinic | 1 | General | GB_stGeneral | 1 | 976 | Laboratory beaker, EFTE, low form with graduation and spout, 1000 ml | GB_stLabBeakerEfteLowFormGraduationSpout1000Ml | 68.32 | 3 | 256
20 | Infrastructure | 8 | Free-standing specialized outpatient clinic | 1 | General | GB_stGeneral | 1 | 977 | Laboratory beaker, EFTE, low form with graduation and spout, 600 ml | GB_stLabBeakerEfteLowFormGraduationSpout600Ml | 54.65 | 10 | 259
20 | Infrastructure | 8 | Free-standing specialized outpatient clinic | 1 | General | GB_stGeneral | 1 | 978 | Laboratory beaker, EFTE, low form with graduation and spout, 250 ml | GB_stLabBeakerEfteLowFormGraduationSpout250Ml | 24.59 | 10 | 258
20 | Infrastructure | 8 | Free-standing specialized outpatient clinic | 1 | General | GB_stGeneral | 1 | 979 | Laboratory beaker, EFTE, low form with graduation and spout, 100 ml | GB_stLabBeakerEfteLowFormGraduationSpout100Ml | 15.03 | 10 | 255
20 | Infrastructure | 8 | Free-standing specialized outpatient clinic | 1 | General | GB_stGeneral | 1 | 980 | Laboratory glassware drying rack, wall mounted; polystyrene; minimum 24 pegs | GB_stLabGlasswareDryingRackWallMountedPolystyreneMin24Pegs | 184.45 | 1 | 261
20 | Infrastructure | 8 | Free-standing specialized outpatient clinic | 1 | General | GB_stGeneral | 1 | 981 | Funnel, soda lime glass, plain, short stem, d = 75 mm | GB_stFunnelSodaLimeGlassPlainShortStemD75Mm | 6.83 | 5 | 208
20 | Infrastructure | 8 | Free-standing specialized outpatient clinic | 1 | General | GB_stGeneral | 1 | 982 | Funnel, soda lime glass, plain, short stem, d = 125 mm | GB_stFunnelSodaLimeGlassPlainShortStemD125Mm | 10.93 | 5 | 209
20 | Infrastructure | 8 | Free-standing specialized outpatient clinic | 1 | General | GB_stGeneral | 1 | 983 | Powder funnel , diameter 100mm | GB_stPowderFunnelDiameter100Mm | 10.93 | 5 | 372
20 | Infrastructure | 8 | Free-standing specialized outpatient clinic | 1 | General | GB_stGeneral | 1 | 984 | Glass beads, massive glass, 5 mm diameter | GB_stGlassBeadsMassiveGlass5MmDiameter | 34.16 | 2 | 215
20 | Infrastructure | 8 | Free-standing specialized outpatient clinic | 1 | General | GB_stGeneral | 1 | 985 | Glass beads, massive glass, 3 mm diameter | GB_stGlassBeadsMassiveGlass3MmDiameter | 34.16 | 1 | 214
20 | Infrastructure | 8 | Free-standing specialized outpatient clinic | 1 | General | GB_stGeneral | 1 | 986 | Thick walled Pyrex tubes with ISO winding and autoclavable screw cap with tight gasket, 16x100 mm; package of 100 | GB_stThickWalledPyrexTubes | 109.3 | 10 | 526
20 | Infrastructure | 8 | Free-standing specialized outpatient clinic | 1 | General | GB_stGeneral | 1 | 987 | Strainer, stainless steel, 1 grip, 2 eyes, diameter 20 cm | GB_stStrainerStainlessSteel1Grip2EyesDiameter20Cm | 21.86 | 1 | 476
20 | Infrastructure | 8 | Free-standing specialized outpatient clinic | 1 | General | GB_stGeneral | 1 | 988 | Forceps; pointed; straight; 18/8 stainless steel, polished | GB_stForcepsPointedStraight188StainlessSteelPolished | 9.39 | 5 | 203
20 | Infrastructure | 8 | Free-standing specialized outpatient clinic | 1 | General | GB_stGeneral | 1 | 989 | Optional: Laboratory washer-disinfector for laboratory glass, 2 baskets | GB_stOptLabWasherDisinfectorLabGlass2Baskets | 5055.31 | 1 | 330
20 | Infrastructure | 8 | Free-standing specialized outpatient clinic | 1 | General | GB_stGeneral | 1 | 990 | Separate water supply for deionised water with conductivity measure R 3/4" with digital display and hose-set for in-and outflow | GB_stSeparateWaterSupply | 929.08 | 1 | 431
20 | Infrastructure | 8 | Free-standing specialized outpatient clinic | 1 | General | GB_stGeneral | 1 | 991 | Aqua purificator cabinet for two de-mineralising cartridges | GB_stAquaPurificatorCabinetTwoDeMineralisingCartridges | 409.89 | 1 | 37
20 | Infrastructure | 8 | Free-standing specialized outpatient clinic | 1 | General | GB_stGeneral | 1 | 992 | TB Laboratory Equipment - DST | GB_stTBLabEquipmentDst | 0 | 0 | 504
20 | Infrastructure | 8 | Free-standing specialized outpatient clinic | 1 | General | GB_stGeneral | 1 | 993 | Desiccator, borosilicate glass, inner diameter 150-200 mm, lid with thread GL 32 | GB_stDesiccatorBorosilicateGlassInnerDiameter150200MmLidThreadGl32 | 273.26 | 2 | 134
20 | Infrastructure | 8 | Free-standing specialized outpatient clinic | 1 | General | GB_stGeneral | 1 | 994 | Membrane vacuum pump for desiccator, pressure endpoint < 20 mbar | GB_stMembraneVacuumPumpDesiccatorPressureEndpoint20Mbar | 1093.04 | 1 | 297
20 | Infrastructure | 8 | Free-standing specialized outpatient clinic | 1 | General | GB_stGeneral | 1 | 995 | Woulff flask consisting of borosilicate glass, 1000 ml with thread GL 45 screw cap | GB_stWoulffFlaskConsistingBorosilicateGlass1000MlThreadGl45ScrewCap | 47.82 | 1 | 586
20 | Infrastructure | 8 | Free-standing specialized outpatient clinic | 1 | General | GB_stGeneral | 1 | 996 | Vacuum tube, 3m | GB_stVacuumTube3M | 27.33 | 1 | 559
20 | Infrastructure | 8 | Free-standing specialized outpatient clinic | 1 | General | GB_stGeneral | 1 | 997 | Precision balance | GB_stPrecisionBalance | 1366.3 | 1 | 373
20 | Infrastructure | 8 | Free-standing specialized outpatient clinic | 1 | General | GB_stGeneral | 1 | 998 | Sterile filling station of culture media, consisting of 250 ml Squibb sedimentation funnels or cylindric dropping funnels, with tube for pressure exchange, stopcocks made of glass and Teflon stopper, outlet diameter 4 mm | GB_stSterileFillingStationCultureMediaConsisting250MlSquibb | 40.99 | 7 | 462
20 | Infrastructure | 8 | Free-standing specialized outpatient clinic | 1 | General | GB_stGeneral | 1 | 999 | Refrigerator with freezing department | GB_stNull | 819.78 | 1 | 402
20 | Infrastructure | 8 | Free-standing specialized outpatient clinic | 1 | General | GB_stGeneral | 1 | 1000 | Refrigerator | GB_stRefrigerator | 409.89 | 1 | 400
20 | Infrastructure | 8 | Free-standing specialized outpatient clinic | 1 | General | GB_stGeneral | 1 | 1001 | Optional: Chest freezer, 70 litres, temperature range: -18 �C to - 28 �C, complete with cassettes and racks | GB_stOptChestFreezer | 1366.3 | 1 | 329
20 | Infrastructure | 8 | Free-standing specialized outpatient clinic | 1 | General | GB_stGeneral | 1 | 1002 | Pipettes 1 ml, glass, graduated 0,01 ml, conformity certified, pack of 10 pieces | GB_stPipettes1MlGlassGrad001MlConformityCertifiedPack10Pieces | 27.33 | 3 | 366
20 | Infrastructure | 8 | Free-standing specialized outpatient clinic | 1 | General | GB_stGeneral | 1 | 1003 | Pipettes 2 ml, glass, graduated 0,02 ml, conformity certified, pack of 10 pieces | GB_stPipettes2MlGlassGrad002MlConformityCertifiedPack10Pieces | 28.69 | 3 | 368
20 | Infrastructure | 8 | Free-standing specialized outpatient clinic | 1 | General | GB_stGeneral | 1 | 1004 | Pipettes 10 ml, glass, graduated 0,05 ml, conformity certified, pack of 10 pieces | GB_stPipettes10MlGlassGrad005MlConformityCertifiedPack10Pieces | 30.06 | 3 | 367
20 | Infrastructure | 8 | Free-standing specialized outpatient clinic | 1 | General | GB_stGeneral | 1 | 1005 | Pipettes 5 ml, glass, graduated 0,1 ml, conformity certified, pack of 10 pieces | GB_stPipettes5MlGlassGrad01MlConformityCertifiedPack10Pieces | 31.42 | 3 | 369
20 | Infrastructure | 8 | Free-standing specialized outpatient clinic | 1 | General | GB_stGeneral | 1 | 1006 | Pipette box aluminium with lid, autoclavable, suitable for 35 cm long pipettes | GB_stPipetteBoxAluminiumLidAutoclavableSuitable35CmLongPipettes | 136.63 | 10 | 364
20 | Infrastructure | 8 | Free-standing specialized outpatient clinic | 1 | General | GB_stGeneral | 1 | 1007 | TB Laboratory Equipment - Additional items for Culture and DST | GB_stTBLabEquipmentAdditionalItemsCultureDst | 0 | 0 | 502
20 | Infrastructure | 8 | Free-standing specialized outpatient clinic | 1 | General | GB_stGeneral | 1 | 1008 | Automated analyser for liquid culture media with growth detection based on a fluorescent signal, 960 vials | GB_stAutomatedAnalyserLiquidCultureMedia | 79655.29 | 2 | 46
20 | Infrastructure | 8 | Free-standing specialized outpatient clinic | 1 | General | GB_stGeneral | 1 | 1009 | Automated analyser for liquid culture media with growth detection based on a fluorescent signal, 960 vials | GB_stAutomatedAnalyserLiquidCultureMedia | 39827.65 | 2 | 46
20 | Infrastructure | 8 | Free-standing specialized outpatient clinic |  |  | GB_stNull | 2 | 1010 | shelf | GB_stShelf | 108 | 5 | 433
20 | Infrastructure | 8 | Free-standing specialized outpatient clinic |  |  | GB_stNull | 2 | 1011 | shelf with racks | GB_stShelfRacks | 126 | 4 | 435
20 | Infrastructure | 8 | Free-standing specialized outpatient clinic |  |  | GB_stNull | 2 | 1012 | shelf with racks | GB_stShelfRacks | 144 | 12 | 435
20 | Infrastructure | 8 | Free-standing specialized outpatient clinic |  |  | GB_stNull | 2 | 1013 | shelf with | GB_stShelfWith | 108 | 4 | 434
20 | Infrastructure | 8 | Free-standing specialized outpatient clinic |  |  | GB_stNull | 2 | 1014 | file cabinet 4 drawers | GB_stFileCabinet4Drawers | 155 | 1 | 192
20 | Infrastructure | 8 | Free-standing specialized outpatient clinic |  |  | GB_stNull | 2 | 1015 | secretary chair | GB_stSecretaryChair | 45 | 12 | 430
20 | Infrastructure | 8 | Free-standing specialized outpatient clinic |  |  | GB_stNull | 2 | 1016 | Stools, Adjustable | GB_stStoolsAdjustable | 54 | 5 | 474
20 | Infrastructure | 8 | Free-standing specialized outpatient clinic |  |  | GB_stNull | 2 | 1017 | chair | GB_stChair | 54 | 15 | 95
20 | Infrastructure | 8 | Free-standing specialized outpatient clinic |  |  | GB_stNull | 2 | 1018 | stool, revolving | GB_stStoolRevolving | 35 | 15 | 472
20 | Infrastructure | 8 | Free-standing specialized outpatient clinic |  |  | GB_stNull | 2 | 1019 | stool, revolving with backrest | GB_stStoolRevolvingBackrest | 68 | 22 | 473
20 | Infrastructure | 8 | Free-standing specialized outpatient clinic |  |  | GB_stNull | 2 | 1020 | bath,trough | GB_stBathTrough | 270 | 1 | 56
20 | Infrastructure | 8 | Free-standing specialized outpatient clinic |  |  | GB_stNull | 2 | 1021 | step stool | GB_stStepStool | 52 | 10 | 456
20 | Infrastructure | 8 | Free-standing specialized outpatient clinic |  |  | GB_stNull | 2 | 1022 | bars, paralel for rehabilitation | GB_stBarsParalelRehabilitation | 819 | 1 | 51
20 | Infrastructure | 8 | Free-standing specialized outpatient clinic |  |  | GB_stNull | 2 | 1023 | ergometer | GB_stErgometer | 0 | 3 | 171
20 | Infrastructure | 8 | Free-standing specialized outpatient clinic |  |  | GB_stNull | 2 | 1024 | hamper | GB_stHamper | 68 | 109 | 226
20 | Infrastructure | 8 | Free-standing specialized outpatient clinic |  |  | GB_stNull | 2 | 1025 | waste disposal with pedal | GB_stWasteDisposalPedal | 46 | 12 | 572
20 | Infrastructure | 8 | Free-standing specialized outpatient clinic |  |  | GB_stNull | 2 | 1026 | cart, dressing | GB_stCartDressing | 396 | 16 | 84
20 | Infrastructure | 8 | Free-standing specialized outpatient clinic |  |  | GB_stNull | 2 | 1027 | Carts, Linen/Laundry | GB_stCartsLinenLaundry | 167 | 27 | 85
20 | Infrastructure | 8 | Free-standing specialized outpatient clinic |  |  | GB_stNull | 2 | 1028 | carts, supermarket for sterilized | GB_stCartsSupermarketSterilized | 360 | 3 | 86
20 | Infrastructure | 8 | Free-standing specialized outpatient clinic |  |  | GB_stNull | 2 | 1029 | wheel cart | GB_stWheelCart | 540 | 8 | 1
20 | Infrastructure | 8 | Free-standing specialized outpatient clinic |  |  | GB_stNull | 2 | 1030 | Hampers | GB_stHampers | 32 | 22 | 227
20 | Infrastructure | 8 | Free-standing specialized outpatient clinic |  |  | GB_stNull | 2 | 1031 | cushion, therapeutic exercises | GB_stCushionTherapeuticExercises | 180 | 1 | 125
20 | Infrastructure | 8 | Free-standing specialized outpatient clinic |  |  | GB_stNull | 2 | 1032 | Toileting assistive products | GB_stToiletingAssistiveProducts | 63 | 100 | 534
20 | Infrastructure | 8 | Free-standing specialized outpatient clinic |  |  | GB_stNull | 2 | 1033 | infant bedpan | GB_stInfantBedpan | 63 | 17 | 242
20 | Infrastructure | 8 | Free-standing specialized outpatient clinic |  |  | GB_stNull | 2 | 1034 | Curtain, general-purpose, single use | GB_stCurtainGeneralPurposeSingleUse | 101 | 39 | 122
20 | Infrastructure | 8 | Free-standing specialized outpatient clinic |  |  | GB_stNull | 2 | 1035 | bucket, inox | GB_stBucketInox | 46 | 32 | 71
20 | Infrastructure | 8 | Free-standing specialized outpatient clinic |  |  | GB_stNull | 2 | 1036 | steps, finger rehabilitation | GB_stStepsFingerRehabilitation | 144 | 2 | 458
20 | Infrastructure | 8 | Free-standing specialized outpatient clinic |  |  | GB_stNull | 2 | 1037 | steps and ramp rehab | GB_stStepsRampRehab | 666 | 1 | 457
20 | Infrastructure | 8 | Free-standing specialized outpatient clinic |  |  | GB_stNull | 2 | 1038 | desk, physician | GB_stDeskPhysician | 135 | 11 | 135
20 | Infrastructure | 8 | Free-standing specialized outpatient clinic |  |  | GB_stNull | 2 | 1039 | computer terminals, hospital inf system | GB_stComputerTerminalsHospitalInfSystem | 1350 | 17 | 113
20 | Infrastructure | 8 | Free-standing specialized outpatient clinic |  |  | GB_stNull | 2 | 1040 | Table, instrument | GB_stTableInstrument | 180 | 3 | 490
20 | Infrastructure | 8 | Free-standing specialized outpatient clinic |  |  | GB_stNull | 2 | 1041 | table, mayo | GB_stTableMayo | 108 | 11 | 492
20 | Infrastructure | 8 | Free-standing specialized outpatient clinic |  |  | GB_stNull | 2 | 1042 | table, pasteur | GB_stTablePasteur | 180 | 43 | 497
20 | Infrastructure | 8 | Free-standing specialized outpatient clinic |  |  | GB_stNull | 2 | 1043 | table, kydney | GB_stTableKydney | 180 | 1 | 491
20 | Infrastructure | 8 | Free-standing specialized outpatient clinic |  |  | GB_stNull | 2 | 1044 | Urinals | GB_stUrinals | 33 | 20 | 557
20 | Infrastructure | 8 | Free-standing specialized outpatient clinic |  |  | GB_stNull | 2 | 1045 | hanger, radiological aprons | GB_stHangerRadiologicalAprons | 23 | 1 | 229
20 | Infrastructure | 8 | Free-standing specialized outpatient clinic |  |  | GB_stNull | 2 | 1046 | Toileting assistive products | GB_stToiletingAssistiveProducts | 81 | 20 | 534
20 | Infrastructure | 8 | Free-standing specialized outpatient clinic |  |  | GB_stNull | 2 | 1047 | Intravenous hanger | GB_stIntravenousHanger | 54 | 84 | 249
20 | Infrastructure | 8 | Free-standing specialized outpatient clinic |  |  | GB_stNull | 2 | 1048 | clock, wall | GB_stClockWall | 45 | 2 | 107
20 | Infrastructure | 8 | Free-standing specialized outpatient clinic |  |  | GB_stNull | 2 | 1049 | rail, infusion | GB_stRailInfusion | 41 | 31 | 393
20 | Infrastructure | 8 | Free-standing specialized outpatient clinic |  |  | GB_stNull | 2 | 1050 | Wheelchair, <specify> | GB_stWheelchairSpecify | 405 | 17 | 580
20 | Infrastructure | 8 | Free-standing specialized outpatient clinic |  |  | GB_stNull | 2 | 1051 | Cabinets, Storage, Bedpan/Urinal | GB_stCabinetsStorageBedpanUrinal | 743 | 1 | 80
24 | TB | 1 | Health post | 1 | TB equipment | GB_stTBEquipment | 1 | 1052 | Microscopy Ziehl-Neelsen | GB_stMicroscopyZiehlNeelsen | 9497.64 | 1 | 68
24 | TB | 1 | Health post | 1 | TB equipment | GB_stTBEquipment | 1 | 1053 | Microscopy LED | GB_stMicroscopyLed | 10410.04 | 1
24 | TB | 1 | Health post | 1 | TB equipment | GB_stTBEquipment | 1 | 1054 | TB-LAMP; Eiken Chemical, Tokyo, Japan | GB_stTBLampEikenChemicalTokyoJapan | 21915.5 | 1
24 | TB | 1 | Health post | 1 | TB equipment | GB_stTBEquipment | 1 | 1055 | Truenat MTB (mWRD) | GB_stTruenatMtbMwrdSpace | 18000 | 1
24 | TB | 1 | Health post | 1 | TB equipment | GB_stTBEquipment | 1 | 1056 | Xpert Ultra (mWRD) | GB_stXpertUltraMwrdSpace | 19000 | 1
24 | TB | 1 | Health post | 1 | TB equipment | GB_stTBEquipment | 1 | 1057 | Xpert MTB/XDR Assay (Cepheid, Sunnyvale, USA) | GB_stXpertMtbXdrAssayCepheidSunnyvaleUsa | 19000 | 1
24 | TB | 1 | Health post | 1 | TB equipment | GB_stTBEquipment | 1 | 1058 | Chest X-ray (digital, mobile) | GB_stChestXRayDigitalMobile | 49000 | 1
24 | TB | 1 | Health post | 1 | TB equipment | GB_stTBEquipment | 1 | 1059 | Computer-aided detection software for automated reading of digital chest radiographs [screening test] IF 15 + AGE] | GB_stComputerAidedDetectionSoftware15Plus | 16650 | 1
24 | TB | 1 | Health post |  |  | GB_stNull | 2 | 59 | shelf | GB_stShelf | 108 | 5 | 433
24 | TB | 1 | Health post |  |  | GB_stNull | 2 | 60 | shelf with racks | GB_stShelfRacks | 126 | 4 | 435
24 | TB | 1 | Health post |  |  | GB_stNull | 2 | 61 | shelf with racks | GB_stShelfRacks | 144 | 12 | 435
24 | TB | 1 | Health post |  |  | GB_stNull | 2 | 62 | shelf with | GB_stShelfWith | 108 | 4 | 434
24 | TB | 1 | Health post |  |  | GB_stNull | 2 | 63 | file cabinet 4 drawers | GB_stFileCabinet4Drawers | 155 | 1 | 192
24 | TB | 1 | Health post |  |  | GB_stNull | 2 | 64 | secretary chair | GB_stSecretaryChair | 45 | 12 | 430
24 | TB | 1 | Health post |  |  | GB_stNull | 2 | 65 | Stools, Adjustable | GB_stStoolsAdjustable | 54 | 5 | 474
24 | TB | 1 | Health post |  |  | GB_stNull | 2 | 66 | chair | GB_stChair | 54 | 15 | 95
24 | TB | 1 | Health post |  |  | GB_stNull | 2 | 67 | stool, revolving | GB_stStoolRevolving | 35 | 15 | 472
24 | TB | 1 | Health post |  |  | GB_stNull | 2 | 68 | stool, revolving with backrest | GB_stStoolRevolvingBackrest | 68 | 22 | 473
24 | TB | 1 | Health post |  |  | GB_stNull | 2 | 69 | bath,trough | GB_stBathTrough | 270 | 1 | 56
24 | TB | 1 | Health post |  |  | GB_stNull | 2 | 70 | step stool | GB_stStepStool | 52 | 10 | 456
24 | TB | 1 | Health post |  |  | GB_stNull | 2 | 71 | bars, paralel for rehabilitation | GB_stBarsParalelRehabilitation | 819 | 1 | 51
24 | TB | 1 | Health post |  |  | GB_stNull | 2 | 72 | ergometer | GB_stErgometer | 0 | 3 | 171
24 | TB | 1 | Health post |  |  | GB_stNull | 2 | 73 | hamper | GB_stHamper | 68 | 109 | 226
24 | TB | 1 | Health post |  |  | GB_stNull | 2 | 74 | waste disposal with pedal | GB_stWasteDisposalPedal | 46 | 12 | 572
24 | TB | 1 | Health post |  |  | GB_stNull | 2 | 75 | cart, dressing | GB_stCartDressing | 396 | 16 | 84
24 | TB | 1 | Health post |  |  | GB_stNull | 2 | 76 | Carts, Linen/Laundry | GB_stCartsLinenLaundry | 167 | 27 | 85
24 | TB | 1 | Health post |  |  | GB_stNull | 2 | 77 | carts, supermarket for sterilized | GB_stCartsSupermarketSterilized | 360 | 3 | 86
24 | TB | 1 | Health post |  |  | GB_stNull | 2 | 78 | wheel cart | GB_stWheelCart | 540 | 8 | 1
24 | TB | 1 | Health post |  |  | GB_stNull | 2 | 79 | Hampers | GB_stHampers | 32 | 22 | 227
24 | TB | 1 | Health post |  |  | GB_stNull | 2 | 80 | cushion, therapeutic exercises | GB_stCushionTherapeuticExercises | 180 | 1 | 125
24 | TB | 1 | Health post |  |  | GB_stNull | 2 | 81 | Toileting assistive products | GB_stToiletingAssistiveProducts | 63 | 100 | 534
24 | TB | 1 | Health post |  |  | GB_stNull | 2 | 82 | infant bedpan | GB_stInfantBedpan | 63 | 17 | 242
24 | TB | 1 | Health post |  |  | GB_stNull | 2 | 83 | Curtain, general-purpose, single use | GB_stCurtainGeneralPurposeSingleUse | 101 | 39 | 122
24 | TB | 1 | Health post |  |  | GB_stNull | 2 | 84 | bucket, inox | GB_stBucketInox | 46 | 32 | 71
24 | TB | 1 | Health post |  |  | GB_stNull | 2 | 85 | steps, finger rehabilitation | GB_stStepsFingerRehabilitation | 144 | 2 | 458
24 | TB | 1 | Health post |  |  | GB_stNull | 2 | 86 | steps and ramp rehab | GB_stStepsRampRehab | 666 | 1 | 457
24 | TB | 1 | Health post |  |  | GB_stNull | 2 | 87 | desk, physician | GB_stDeskPhysician | 135 | 11 | 135
24 | TB | 1 | Health post |  |  | GB_stNull | 2 | 88 | computer terminals, hospital inf system | GB_stComputerTerminalsHospitalInfSystem | 1350 | 17 | 113
24 | TB | 1 | Health post |  |  | GB_stNull | 2 | 89 | Table, instrument | GB_stTableInstrument | 180 | 3 | 490
24 | TB | 1 | Health post |  |  | GB_stNull | 2 | 90 | table, mayo | GB_stTableMayo | 108 | 11 | 492
24 | TB | 1 | Health post |  |  | GB_stNull | 2 | 91 | table, pasteur | GB_stTablePasteur | 180 | 43 | 497
24 | TB | 1 | Health post |  |  | GB_stNull | 2 | 92 | table, kydney | GB_stTableKydney | 180 | 1 | 491
24 | TB | 1 | Health post |  |  | GB_stNull | 2 | 93 | Urinals | GB_stUrinals | 33 | 20 | 557
24 | TB | 1 | Health post |  |  | GB_stNull | 2 | 94 | hanger, radiological aprons | GB_stHangerRadiologicalAprons | 23 | 1 | 229
24 | TB | 1 | Health post |  |  | GB_stNull | 2 | 95 | Toileting assistive products | GB_stToiletingAssistiveProducts | 81 | 20 | 534
24 | TB | 1 | Health post |  |  | GB_stNull | 2 | 96 | Intravenous hanger | GB_stIntravenousHanger | 54 | 84 | 249
24 | TB | 1 | Health post |  |  | GB_stNull | 2 | 97 | clock, wall | GB_stClockWall | 45 | 2 | 107
24 | TB | 1 | Health post |  |  | GB_stNull | 2 | 98 | rail, infusion | GB_stRailInfusion | 41 | 31 | 393
24 | TB | 1 | Health post |  |  | GB_stNull | 2 | 99 | Wheelchair, <specify> | GB_stWheelchairSpecify | 405 | 17 | 580
24 | TB | 1 | Health post |  |  | GB_stNull | 2 | 100 | Cabinets, Storage, Bedpan/Urinal | GB_stCabinetsStorageBedpanUrinal | 743 | 1 | 80
24 | TB | 2 | Health centre | 1 | TB equipment | GB_stTBEquipment | 1 | 1059 | Microscopy Ziehl-Neelsen | GB_stMicroscopyZiehlNeelsen | 9497.64 | 1
24 | TB | 2 | Health centre | 1 | TB equipment | GB_stTBEquipment | 1 | 1060 | Microscopy LED | GB_stMicroscopyLed | 10410.04 | 1
24 | TB | 2 | Health centre | 1 | TB equipment | GB_stTBEquipment | 1 | 1061 | TB-LAMP; Eiken Chemical, Tokyo, Japan | GB_stTBLampEikenChemicalTokyoJapan | 21915.5 | 1
24 | TB | 2 | Health centre | 1 | TB equipment | GB_stTBEquipment | 1 | 1062 | Truenat MTB (mWRD) | GB_stTruenatMtbMwrdSpace | 18000 | 1
24 | TB | 2 | Health centre | 1 | TB equipment | GB_stTBEquipment | 1 | 1063 | Xpert Ultra (mWRD) | GB_stXpertUltraMwrdSpace | 19000 | 1
24 | TB | 2 | Health centre | 1 | TB equipment | GB_stTBEquipment | 1 | 1064 | Xpert MTB/XDR Assay (Cepheid, Sunnyvale, USA) | GB_stXpertMtbXdrAssayCepheidSunnyvaleUsa | 19000 | 1
24 | TB | 2 | Health centre | 1 | TB equipment | GB_stTBEquipment | 1 | 1065 | Chest X-ray (digital, mobile) | GB_stChestXRayDigitalMobile | 49000 | 1
24 | TB | 2 | Health centre | 1 | TB equipment | GB_stTBEquipment | 1 | 1066 | Computer-aided detection software for automated reading of digital chest radiographs [screening test] IF 15 + AGE] | GB_stComputerAidedDetectionSoftware15Plus | 16650 | 1
24 | TB | 2 | Health centre |  |  | GB_stNull | 2 | 230 | shelf | GB_stShelf | 108 | 5 | 433
24 | TB | 2 | Health centre |  |  | GB_stNull | 2 | 231 | shelf with racks | GB_stShelfRacks | 126 | 4 | 435
24 | TB | 2 | Health centre |  |  | GB_stNull | 2 | 232 | shelf with racks | GB_stShelfRacks | 144 | 12 | 435
24 | TB | 2 | Health centre |  |  | GB_stNull | 2 | 233 | shelf with | GB_stShelfWith | 108 | 4 | 434
24 | TB | 2 | Health centre |  |  | GB_stNull | 2 | 234 | file cabinet 4 drawers | GB_stFileCabinet4Drawers | 155 | 1 | 192
24 | TB | 2 | Health centre |  |  | GB_stNull | 2 | 235 | secretary chair | GB_stSecretaryChair | 45 | 12 | 430
24 | TB | 2 | Health centre |  |  | GB_stNull | 2 | 236 | Stools, Adjustable | GB_stStoolsAdjustable | 54 | 5 | 474
24 | TB | 2 | Health centre |  |  | GB_stNull | 2 | 237 | chair | GB_stChair | 54 | 15 | 95
24 | TB | 2 | Health centre |  |  | GB_stNull | 2 | 238 | stool, revolving | GB_stStoolRevolving | 35 | 15 | 472
24 | TB | 2 | Health centre |  |  | GB_stNull | 2 | 239 | stool, revolving with backrest | GB_stStoolRevolvingBackrest | 68 | 22 | 473
24 | TB | 2 | Health centre |  |  | GB_stNull | 2 | 240 | bath,trough | GB_stBathTrough | 270 | 1 | 56
24 | TB | 2 | Health centre |  |  | GB_stNull | 2 | 241 | step stool | GB_stStepStool | 52 | 10 | 456
24 | TB | 2 | Health centre |  |  | GB_stNull | 2 | 242 | bars, paralel for rehabilitation | GB_stBarsParalelRehabilitation | 819 | 1 | 51
24 | TB | 2 | Health centre |  |  | GB_stNull | 2 | 243 | ergometer | GB_stErgometer | 0 | 3 | 171
24 | TB | 2 | Health centre |  |  | GB_stNull | 2 | 244 | hamper | GB_stHamper | 68 | 109 | 226
24 | TB | 2 | Health centre |  |  | GB_stNull | 2 | 245 | waste disposal with pedal | GB_stWasteDisposalPedal | 46 | 12 | 572
24 | TB | 2 | Health centre |  |  | GB_stNull | 2 | 246 | cart, dressing | GB_stCartDressing | 396 | 16 | 84
24 | TB | 2 | Health centre |  |  | GB_stNull | 2 | 247 | Carts, Linen/Laundry | GB_stCartsLinenLaundry | 167 | 27 | 85
24 | TB | 2 | Health centre |  |  | GB_stNull | 2 | 248 | carts, supermarket for sterilized | GB_stCartsSupermarketSterilized | 360 | 3 | 86
24 | TB | 2 | Health centre |  |  | GB_stNull | 2 | 249 | wheel cart | GB_stWheelCart | 540 | 8 | 1
24 | TB | 2 | Health centre |  |  | GB_stNull | 2 | 250 | Hampers | GB_stHampers | 32 | 22 | 227
24 | TB | 2 | Health centre |  |  | GB_stNull | 2 | 251 | cushion, therapeutic exercises | GB_stCushionTherapeuticExercises | 180 | 1 | 125
24 | TB | 2 | Health centre |  |  | GB_stNull | 2 | 252 | Toileting assistive products | GB_stToiletingAssistiveProducts | 63 | 100 | 534
24 | TB | 2 | Health centre |  |  | GB_stNull | 2 | 253 | infant bedpan | GB_stInfantBedpan | 63 | 17 | 242
24 | TB | 2 | Health centre |  |  | GB_stNull | 2 | 254 | Curtain, general-purpose, single use | GB_stCurtainGeneralPurposeSingleUse | 101 | 39 | 122
24 | TB | 2 | Health centre |  |  | GB_stNull | 2 | 255 | bucket, inox | GB_stBucketInox | 46 | 32 | 71
24 | TB | 2 | Health centre |  |  | GB_stNull | 2 | 256 | steps, finger rehabilitation | GB_stStepsFingerRehabilitation | 144 | 2 | 458
24 | TB | 2 | Health centre |  |  | GB_stNull | 2 | 257 | steps and ramp rehab | GB_stStepsRampRehab | 666 | 1 | 457
24 | TB | 2 | Health centre |  |  | GB_stNull | 2 | 258 | desk, physician | GB_stDeskPhysician | 135 | 11 | 135
24 | TB | 2 | Health centre |  |  | GB_stNull | 2 | 259 | computer terminals, hospital inf system | GB_stComputerTerminalsHospitalInfSystem | 1350 | 17 | 113
24 | TB | 2 | Health centre |  |  | GB_stNull | 2 | 260 | Table, instrument | GB_stTableInstrument | 180 | 3 | 490
24 | TB | 2 | Health centre |  |  | GB_stNull | 2 | 261 | table, mayo | GB_stTableMayo | 108 | 11 | 492
24 | TB | 2 | Health centre |  |  | GB_stNull | 2 | 262 | table, pasteur | GB_stTablePasteur | 180 | 43 | 497
24 | TB | 2 | Health centre |  |  | GB_stNull | 2 | 263 | table, kydney | GB_stTableKydney | 180 | 1 | 491
24 | TB | 2 | Health centre |  |  | GB_stNull | 2 | 264 | Urinals | GB_stUrinals | 33 | 20 | 557
24 | TB | 2 | Health centre |  |  | GB_stNull | 2 | 265 | hanger, radiological aprons | GB_stHangerRadiologicalAprons | 23 | 1 | 229
24 | TB | 2 | Health centre |  |  | GB_stNull | 2 | 266 | Toileting assistive products | GB_stToiletingAssistiveProducts | 81 | 20 | 534
24 | TB | 2 | Health centre |  |  | GB_stNull | 2 | 267 | Intravenous hanger | GB_stIntravenousHanger | 54 | 84 | 249
24 | TB | 2 | Health centre |  |  | GB_stNull | 2 | 268 | clock, wall | GB_stClockWall | 45 | 2 | 107
24 | TB | 2 | Health centre |  |  | GB_stNull | 2 | 269 | rail, infusion | GB_stRailInfusion | 41 | 31 | 393
24 | TB | 2 | Health centre |  |  | GB_stNull | 2 | 270 | Wheelchair, <specify> | GB_stWheelchairSpecify | 405 | 17 | 580
24 | TB | 2 | Health centre |  |  | GB_stNull | 2 | 271 | Cabinets, Storage, Bedpan/Urinal | GB_stCabinetsStorageBedpanUrinal | 743 | 1 | 80
24 | TB | 3 | District/General hospital | 1 | TB equipment | GB_stTBEquipment | 1 | 1067 | Microscopy Ziehl-Neelsen | GB_stMicroscopyZiehlNeelsen | 9497.64 | 1
24 | TB | 3 | District/General hospital | 1 | TB equipment | GB_stTBEquipment | 1 | 1068 | Microscopy LED | GB_stMicroscopyLed | 10410.04 | 1
24 | TB | 3 | District/General hospital | 1 | TB equipment | GB_stTBEquipment | 1 | 1069 | TB-LAMP; Eiken Chemical, Tokyo, Japan | GB_stTBLampEikenChemicalTokyoJapan | 21915.5 | 1
24 | TB | 3 | District/General hospital | 1 | TB equipment | GB_stTBEquipment | 1 | 1070 | Truenat MTB (mWRD) | GB_stTruenatMtbMwrdSpace | 18000 | 1
24 | TB | 3 | District/General hospital | 1 | TB equipment | GB_stTBEquipment | 1 | 1071 | Xpert Ultra (mWRD) | GB_stXpertUltraMwrdSpace | 19000 | 1
24 | TB | 3 | District/General hospital | 1 | TB equipment | GB_stTBEquipment | 1 | 1072 | Xpert MTB/XDR Assay (Cepheid, Sunnyvale, USA) | GB_stXpertMtbXdrAssayCepheidSunnyvaleUsa | 19000 | 1
24 | TB | 3 | District/General hospital | 1 | TB equipment | GB_stTBEquipment | 1 | 1073 | BD MAX MDR-TB assay (Becton, Dickinson and Company, Franklin Lakes, USA) | GB_stBdMaxMdrTBAssayBectonDickinsonCompanyFranklinLakesUsa | 68250 | 1
24 | TB | 3 | District/General hospital | 1 | TB equipment | GB_stTBEquipment | 1 | 1074 | Hain FluoroType MTBDR assay (Bruker/Hain Lifescience, Nehren, Germany) | GB_stHainFluorotypeMtbdrAssayBrukerHainLifescienceNehrenGermany | 0 | 1
24 | TB | 3 | District/General hospital | 1 | TB equipment | GB_stTBEquipment | 1 | 1075 | Roche cobas MTB and MTB-RIF/INH assays (Hoffmann-La Roche, Basel, Switzerland) | GB_stRocheCobasMtbMtbRifInhAssaysHoffmannLaRocheBaselSwitzerland | 0 | 1
24 | TB | 3 | District/General hospital | 1 | TB equipment | GB_stTBEquipment | 1 | 1076 | Abbott RealTime MTB and MTB RIF/INH assays (Abbott Laboratories, Abbott Park, USA) | GB_stAbbottRealtimeMtbMtbRifInhAssaysAbbottLaboratoriesAbbottParkUsa | 0 | 1
24 | TB | 3 | District/General hospital | 1 | TB equipment | GB_stTBEquipment | 1 | 1077 | Culture- solid | GB_stCultureSolid | 177146.55 | 1
24 | TB | 3 | District/General hospital | 1 | TB equipment | GB_stTBEquipment | 1 | 1078 | Interferon-gamma release assay (IGRA) | GB_stNull | 28917.4 | 1
24 | TB | 3 | District/General hospital | 1 | TB equipment | GB_stTBEquipment | 1 | 1079 | Chest X-ray (conventional) | GB_stChestXRayConventional | 45000 | 1
24 | TB | 3 | District/General hospital | 1 | TB equipment | GB_stTBEquipment | 1 | 1080 | Chest X-ray (digital) | GB_stChestXRayDigital | 49000 | 1
24 | TB | 3 | District/General hospital | 1 | TB equipment | GB_stTBEquipment | 1 | 1081 | Chest X-ray (digital, mobile) | GB_stChestXRayDigitalMobile | 49000 | 1
24 | TB | 3 | District/General hospital | 1 | TB equipment | GB_stTBEquipment | 1 | 1082 | Computer-aided detection software for automated reading of digital chest radiographs [screening test] IF 15 + AGE] | GB_stComputerAidedDetectionSoftware15Plus | 16650 | 1
24 | TB | 3 | District/General hospital |  |  | GB_stNull | 2 | 477 | shelf | GB_stShelf | 108 | 5 | 433
24 | TB | 3 | District/General hospital |  |  | GB_stNull | 2 | 478 | shelf with racks | GB_stShelfRacks | 126 | 4 | 435
24 | TB | 3 | District/General hospital |  |  | GB_stNull | 2 | 479 | shelf with racks | GB_stShelfRacks | 144 | 12 | 435
24 | TB | 3 | District/General hospital |  |  | GB_stNull | 2 | 480 | shelf with | GB_stShelfWith | 108 | 4 | 434
24 | TB | 3 | District/General hospital |  |  | GB_stNull | 2 | 481 | file cabinet 4 drawers | GB_stFileCabinet4Drawers | 155 | 1 | 192
24 | TB | 3 | District/General hospital |  |  | GB_stNull | 2 | 482 | secretary chair | GB_stSecretaryChair | 45 | 12 | 430
24 | TB | 3 | District/General hospital |  |  | GB_stNull | 2 | 483 | Stools, Adjustable | GB_stStoolsAdjustable | 54 | 5 | 474
24 | TB | 3 | District/General hospital |  |  | GB_stNull | 2 | 484 | chair | GB_stChair | 54 | 15 | 95
24 | TB | 3 | District/General hospital |  |  | GB_stNull | 2 | 485 | stool, revolving | GB_stStoolRevolving | 35 | 15 | 472
24 | TB | 3 | District/General hospital |  |  | GB_stNull | 2 | 486 | stool, revolving with backrest | GB_stStoolRevolvingBackrest | 68 | 22 | 473
24 | TB | 3 | District/General hospital |  |  | GB_stNull | 2 | 487 | bath,trough | GB_stBathTrough | 270 | 1 | 56
24 | TB | 3 | District/General hospital |  |  | GB_stNull | 2 | 488 | step stool | GB_stStepStool | 52 | 10 | 456
24 | TB | 3 | District/General hospital |  |  | GB_stNull | 2 | 489 | bars, paralel for rehabilitation | GB_stBarsParalelRehabilitation | 819 | 1 | 51
24 | TB | 3 | District/General hospital |  |  | GB_stNull | 2 | 490 | ergometer | GB_stErgometer | 0 | 3 | 171
24 | TB | 3 | District/General hospital |  |  | GB_stNull | 2 | 491 | hamper | GB_stHamper | 68 | 109 | 226
24 | TB | 3 | District/General hospital |  |  | GB_stNull | 2 | 492 | waste disposal with pedal | GB_stWasteDisposalPedal | 46 | 12 | 572
24 | TB | 3 | District/General hospital |  |  | GB_stNull | 2 | 493 | cart, dressing | GB_stCartDressing | 396 | 16 | 84
24 | TB | 3 | District/General hospital |  |  | GB_stNull | 2 | 494 | Carts, Linen/Laundry | GB_stCartsLinenLaundry | 167 | 27 | 85
24 | TB | 3 | District/General hospital |  |  | GB_stNull | 2 | 495 | carts, supermarket for sterilized | GB_stCartsSupermarketSterilized | 360 | 3 | 86
24 | TB | 3 | District/General hospital |  |  | GB_stNull | 2 | 496 | wheel cart | GB_stWheelCart | 540 | 8 | 1
24 | TB | 3 | District/General hospital |  |  | GB_stNull | 2 | 497 | Hampers | GB_stHampers | 32 | 22 | 227
24 | TB | 3 | District/General hospital |  |  | GB_stNull | 2 | 498 | cushion, therapeutic exercises | GB_stCushionTherapeuticExercises | 180 | 1 | 125
24 | TB | 3 | District/General hospital |  |  | GB_stNull | 2 | 499 | Toileting assistive products | GB_stToiletingAssistiveProducts | 63 | 100 | 534
24 | TB | 3 | District/General hospital |  |  | GB_stNull | 2 | 500 | infant bedpan | GB_stInfantBedpan | 63 | 17 | 242
24 | TB | 3 | District/General hospital |  |  | GB_stNull | 2 | 501 | Curtain, general-purpose, single use | GB_stCurtainGeneralPurposeSingleUse | 101 | 39 | 122
24 | TB | 3 | District/General hospital |  |  | GB_stNull | 2 | 502 | bucket, inox | GB_stBucketInox | 46 | 32 | 71
24 | TB | 3 | District/General hospital |  |  | GB_stNull | 2 | 503 | steps, finger rehabilitation | GB_stStepsFingerRehabilitation | 144 | 2 | 458
24 | TB | 3 | District/General hospital |  |  | GB_stNull | 2 | 504 | steps and ramp rehab | GB_stStepsRampRehab | 666 | 1 | 457
24 | TB | 3 | District/General hospital |  |  | GB_stNull | 2 | 505 | desk, physician | GB_stDeskPhysician | 135 | 11 | 135
24 | TB | 3 | District/General hospital |  |  | GB_stNull | 2 | 506 | computer terminals, hospital inf system | GB_stComputerTerminalsHospitalInfSystem | 1350 | 17 | 113
24 | TB | 3 | District/General hospital |  |  | GB_stNull | 2 | 507 | Table, instrument | GB_stTableInstrument | 180 | 3 | 490
24 | TB | 3 | District/General hospital |  |  | GB_stNull | 2 | 508 | table, mayo | GB_stTableMayo | 108 | 11 | 492
24 | TB | 3 | District/General hospital |  |  | GB_stNull | 2 | 509 | table, pasteur | GB_stTablePasteur | 180 | 43 | 497
24 | TB | 3 | District/General hospital |  |  | GB_stNull | 2 | 510 | table, kydney | GB_stTableKydney | 180 | 1 | 491
24 | TB | 3 | District/General hospital |  |  | GB_stNull | 2 | 511 | Urinals | GB_stUrinals | 33 | 20 | 557
24 | TB | 3 | District/General hospital |  |  | GB_stNull | 2 | 512 | hanger, radiological aprons | GB_stHangerRadiologicalAprons | 23 | 1 | 229
24 | TB | 3 | District/General hospital |  |  | GB_stNull | 2 | 513 | Toileting assistive products | GB_stToiletingAssistiveProducts | 81 | 20 | 534
24 | TB | 3 | District/General hospital |  |  | GB_stNull | 2 | 514 | Intravenous hanger | GB_stIntravenousHanger | 54 | 84 | 249
24 | TB | 3 | District/General hospital |  |  | GB_stNull | 2 | 515 | clock, wall | GB_stClockWall | 45 | 2 | 107
24 | TB | 3 | District/General hospital |  |  | GB_stNull | 2 | 516 | rail, infusion | GB_stRailInfusion | 41 | 31 | 393
24 | TB | 3 | District/General hospital |  |  | GB_stNull | 2 | 517 | Wheelchair, <specify> | GB_stWheelchairSpecify | 405 | 17 | 580
24 | TB | 3 | District/General hospital |  |  | GB_stNull | 2 | 518 | Cabinets, Storage, Bedpan/Urinal | GB_stCabinetsStorageBedpanUrinal | 743 | 1 | 80
24 | TB | 4 | National/Regional/Provincial hospital | 1 | TB equipment | GB_stTBEquipment | 1 | 1083 | Microscopy Ziehl-Neelsen | GB_stMicroscopyZiehlNeelsen | 9497.64 | 1
24 | TB | 4 | National/Regional/Provincial hospital | 1 | TB equipment | GB_stTBEquipment | 1 | 1084 | Microscopy LED | GB_stMicroscopyLed | 10410.04 | 1
24 | TB | 4 | National/Regional/Provincial hospital | 1 | TB equipment | GB_stTBEquipment | 1 | 1085 | TB-LAMP; Eiken Chemical, Tokyo, Japan | GB_stTBLampEikenChemicalTokyoJapan | 21915.5 | 1
24 | TB | 4 | National/Regional/Provincial hospital | 1 | TB equipment | GB_stTBEquipment | 1 | 1086 | Truenat MTB (mWRD) | GB_stTruenatMtbMwrdSpace | 18000 | 1
24 | TB | 4 | National/Regional/Provincial hospital | 1 | TB equipment | GB_stTBEquipment | 1 | 1087 | Xpert Ultra (mWRD) | GB_stXpertUltraMwrdSpace | 19000 | 1
24 | TB | 4 | National/Regional/Provincial hospital | 1 | TB equipment | GB_stTBEquipment | 1 | 1088 | Xpert MTB/XDR Assay (Cepheid, Sunnyvale, USA) | GB_stXpertMtbXdrAssayCepheidSunnyvaleUsa | 19000 | 1
24 | TB | 4 | National/Regional/Provincial hospital | 1 | TB equipment | GB_stTBEquipment | 1 | 1089 | Line Probe Assay (LPA) | GB_stLineProbeAssayLpa | 42435.4 | 1
24 | TB | 4 | National/Regional/Provincial hospital | 1 | TB equipment | GB_stTBEquipment | 1 | 1090 | BD MAX MDR-TB assay (Becton, Dickinson and Company, Franklin Lakes, USA) | GB_stBdMaxMdrTBAssayBectonDickinsonCompanyFranklinLakesUsa | 68250 | 1
24 | TB | 4 | National/Regional/Provincial hospital | 1 | TB equipment | GB_stTBEquipment | 1 | 1091 | Hain FluoroType MTBDR assay (Bruker/Hain Lifescience, Nehren, Germany) | GB_stHainFluorotypeMtbdrAssayBrukerHainLifescienceNehrenGermany | 0 | 1
24 | TB | 4 | National/Regional/Provincial hospital | 1 | TB equipment | GB_stTBEquipment | 1 | 1092 | Roche cobas MTB and MTB-RIF/INH assays (Hoffmann-La Roche, Basel, Switzerland) | GB_stRocheCobasMtbMtbRifInhAssaysHoffmannLaRocheBaselSwitzerland | 0 | 1
24 | TB | 4 | National/Regional/Provincial hospital | 1 | TB equipment | GB_stTBEquipment | 1 | 1093 | Abbott RealTime MTB and MTB RIF/INH assays (Abbott Laboratories, Abbott Park, USA) | GB_stAbbottRealtimeMtbMtbRifInhAssaysAbbottLaboratoriesAbbottParkUsa | 0 | 1
24 | TB | 4 | National/Regional/Provincial hospital | 1 | TB equipment | GB_stTBEquipment | 1 | 1094 | Culture- solid | GB_stCultureSolid | 177146.55 | 1
24 | TB | 4 | National/Regional/Provincial hospital | 1 | TB equipment | GB_stTBEquipment | 1 | 1095 | Culture- liquid | GB_stCultureLiquid | 264876.55 | 1
24 | TB | 4 | National/Regional/Provincial hospital | 1 | TB equipment | GB_stTBEquipment | 1 | 1096 | Drug-susceptibility testing | GB_stDrugSusceptibilityTest | 4000.9 | 1
24 | TB | 4 | National/Regional/Provincial hospital | 1 | TB equipment | GB_stTBEquipment | 1 | 1097 | SD Bioline TB Ag MPT64 | GB_stSdBiolineTBAgMpt64 | 0 | 1
24 | TB | 4 | National/Regional/Provincial hospital | 1 | TB equipment | GB_stTBEquipment | 1 | 1098 | Capilia TB-Neo | GB_stCapiliaTBNeo | 0 | 1
24 | TB | 4 | National/Regional/Provincial hospital | 1 | TB equipment | GB_stTBEquipment | 1 | 1099 | Interferon-gamma release assay (IGRA) | GB_stNull | 28917.4 | 1
24 | TB | 4 | National/Regional/Provincial hospital | 1 | TB equipment | GB_stTBEquipment | 1 | 1100 | Chest X-ray (conventional) | GB_stChestXRayConventional | 45000 | 1
24 | TB | 4 | National/Regional/Provincial hospital | 1 | TB equipment | GB_stTBEquipment | 1 | 1101 | Chest X-ray (digital) | GB_stChestXRayDigital | 49000 | 1
24 | TB | 4 | National/Regional/Provincial hospital | 1 | TB equipment | GB_stTBEquipment | 1 | 1102 | Chest X-ray (digital, mobile) | GB_stChestXRayDigitalMobile | 49000 | 1
24 | TB | 4 | National/Regional/Provincial hospital | 1 | TB equipment | GB_stTBEquipment | 1 | 1103 | Computer-aided detection software for automated reading of digital chest radiographs [screening test] IF 15 + AGE] | GB_stComputerAidedDetectionSoftware15Plus | 16650 | 1
24 | TB | 4 | National/Regional/Provincial hospital | 1 | TB equipment | GB_stTBEquipment | 1 | 1104 | Induced sputum | GB_stNull | 26012.65 | 1
24 | TB | 4 | National/Regional/Provincial hospital | 1 | TB equipment | GB_stTBEquipment | 1 | 1105 | Nasopharyngeal aspiration | GB_stNasopharyngealAspiration | 1040.17 | 1
24 | TB | 4 | National/Regional/Provincial hospital | 1 | TB equipment | GB_stTBEquipment | 1 | 1106 | Gastric aspirates | GB_stGastricAspirates | 0 | 1
24 | TB | 4 | National/Regional/Provincial hospital | 1 | TB equipment | GB_stTBEquipment | 1 | 1107 | Lymph node aspirate | GB_stLymphNodeAspirate | 0 | 1
24 | TB | 4 | National/Regional/Provincial hospital | 1 | TB equipment | GB_stTBEquipment | 1 | 1108 | Stools sampling | GB_stStoolsSampling | 0 | 1
24 | TB | 4 | National/Regional/Provincial hospital | 1 | TB equipment | GB_stTBEquipment | 1 | 1109 | ECG, electrocardiogram | GB_stEcgElectrocardiogram | 7200 | 1
24 | TB | 4 | National/Regional/Provincial hospital | 1 | TB equipment | GB_stTBEquipment | 1 | 1110 | Cerebrospinal fluid (CSF) and lumbar puncture | GB_stCerebrospinalFluidCsfLumbarPuncture | 0 | 1
24 | TB | 4 | National/Regional/Provincial hospital | 1 | TB equipment | GB_stTBEquipment | 1 | 1111 | Infection control equipment pack | GB_stInfectionControlEquipmentPack | 33273.5 | 1
24 | TB | 4 | National/Regional/Provincial hospital |  |  | GB_stNull | 2 | 1010 | shelf | GB_stShelf | 108 | 5 | 433
24 | TB | 4 | National/Regional/Provincial hospital |  |  | GB_stNull | 2 | 1011 | shelf with racks | GB_stShelfRacks | 126 | 4 | 435
24 | TB | 4 | National/Regional/Provincial hospital |  |  | GB_stNull | 2 | 1012 | shelf with racks | GB_stShelfRacks | 144 | 12 | 435
24 | TB | 4 | National/Regional/Provincial hospital |  |  | GB_stNull | 2 | 1013 | shelf with | GB_stShelfWith | 108 | 4 | 434
24 | TB | 4 | National/Regional/Provincial hospital |  |  | GB_stNull | 2 | 1014 | file cabinet 4 drawers | GB_stFileCabinet4Drawers | 155 | 1 | 192
24 | TB | 4 | National/Regional/Provincial hospital |  |  | GB_stNull | 2 | 1015 | secretary chair | GB_stSecretaryChair | 45 | 12 | 430
24 | TB | 4 | National/Regional/Provincial hospital |  |  | GB_stNull | 2 | 1016 | Stools, Adjustable | GB_stStoolsAdjustable | 54 | 5 | 474
24 | TB | 4 | National/Regional/Provincial hospital |  |  | GB_stNull | 2 | 1017 | chair | GB_stChair | 54 | 15 | 95
24 | TB | 4 | National/Regional/Provincial hospital |  |  | GB_stNull | 2 | 1018 | stool, revolving | GB_stStoolRevolving | 35 | 15 | 472
24 | TB | 4 | National/Regional/Provincial hospital |  |  | GB_stNull | 2 | 1019 | stool, revolving with backrest | GB_stStoolRevolvingBackrest | 68 | 22 | 473
24 | TB | 4 | National/Regional/Provincial hospital |  |  | GB_stNull | 2 | 1020 | bath,trough | GB_stBathTrough | 270 | 1 | 56
24 | TB | 4 | National/Regional/Provincial hospital |  |  | GB_stNull | 2 | 1021 | step stool | GB_stStepStool | 52 | 10 | 456
24 | TB | 4 | National/Regional/Provincial hospital |  |  | GB_stNull | 2 | 1022 | bars, paralel for rehabilitation | GB_stBarsParalelRehabilitation | 819 | 1 | 51
24 | TB | 4 | National/Regional/Provincial hospital |  |  | GB_stNull | 2 | 1023 | ergometer | GB_stErgometer | 0 | 3 | 171
24 | TB | 4 | National/Regional/Provincial hospital |  |  | GB_stNull | 2 | 1024 | hamper | GB_stHamper | 68 | 109 | 226
24 | TB | 4 | National/Regional/Provincial hospital |  |  | GB_stNull | 2 | 1025 | waste disposal with pedal | GB_stWasteDisposalPedal | 46 | 12 | 572
24 | TB | 4 | National/Regional/Provincial hospital |  |  | GB_stNull | 2 | 1026 | cart, dressing | GB_stCartDressing | 396 | 16 | 84
24 | TB | 4 | National/Regional/Provincial hospital |  |  | GB_stNull | 2 | 1027 | Carts, Linen/Laundry | GB_stCartsLinenLaundry | 167 | 27 | 85
24 | TB | 4 | National/Regional/Provincial hospital |  |  | GB_stNull | 2 | 1028 | carts, supermarket for sterilized | GB_stCartsSupermarketSterilized | 360 | 3 | 86
24 | TB | 4 | National/Regional/Provincial hospital |  |  | GB_stNull | 2 | 1029 | wheel cart | GB_stWheelCart | 540 | 8 | 1
24 | TB | 4 | National/Regional/Provincial hospital |  |  | GB_stNull | 2 | 1030 | Hampers | GB_stHampers | 32 | 22 | 227
24 | TB | 4 | National/Regional/Provincial hospital |  |  | GB_stNull | 2 | 1031 | cushion, therapeutic exercises | GB_stCushionTherapeuticExercises | 180 | 1 | 125
24 | TB | 4 | National/Regional/Provincial hospital |  |  | GB_stNull | 2 | 1032 | Toileting assistive products | GB_stToiletingAssistiveProducts | 63 | 100 | 534
24 | TB | 4 | National/Regional/Provincial hospital |  |  | GB_stNull | 2 | 1033 | infant bedpan | GB_stInfantBedpan | 63 | 17 | 242
24 | TB | 4 | National/Regional/Provincial hospital |  |  | GB_stNull | 2 | 1034 | Curtain, general-purpose, single use | GB_stCurtainGeneralPurposeSingleUse | 101 | 39 | 122
24 | TB | 4 | National/Regional/Provincial hospital |  |  | GB_stNull | 2 | 1035 | bucket, inox | GB_stBucketInox | 46 | 32 | 71
24 | TB | 4 | National/Regional/Provincial hospital |  |  | GB_stNull | 2 | 1036 | steps, finger rehabilitation | GB_stStepsFingerRehabilitation | 144 | 2 | 458
24 | TB | 4 | National/Regional/Provincial hospital |  |  | GB_stNull | 2 | 1037 | steps and ramp rehab | GB_stStepsRampRehab | 666 | 1 | 457
24 | TB | 4 | National/Regional/Provincial hospital |  |  | GB_stNull | 2 | 1038 | desk, physician | GB_stDeskPhysician | 135 | 11 | 135
24 | TB | 4 | National/Regional/Provincial hospital |  |  | GB_stNull | 2 | 1039 | computer terminals, hospital inf system | GB_stComputerTerminalsHospitalInfSystem | 1350 | 17 | 113
24 | TB | 4 | National/Regional/Provincial hospital |  |  | GB_stNull | 2 | 1040 | Table, instrument | GB_stTableInstrument | 180 | 3 | 490
24 | TB | 4 | National/Regional/Provincial hospital |  |  | GB_stNull | 2 | 1041 | table, mayo | GB_stTableMayo | 108 | 11 | 492
24 | TB | 4 | National/Regional/Provincial hospital |  |  | GB_stNull | 2 | 1042 | table, pasteur | GB_stTablePasteur | 180 | 43 | 497
24 | TB | 4 | National/Regional/Provincial hospital |  |  | GB_stNull | 2 | 1043 | table, kydney | GB_stTableKydney | 180 | 1 | 491
24 | TB | 4 | National/Regional/Provincial hospital |  |  | GB_stNull | 2 | 1044 | Urinals | GB_stUrinals | 33 | 20 | 557
24 | TB | 4 | National/Regional/Provincial hospital |  |  | GB_stNull | 2 | 1045 | hanger, radiological aprons | GB_stHangerRadiologicalAprons | 23 | 1 | 229
24 | TB | 4 | National/Regional/Provincial hospital |  |  | GB_stNull | 2 | 1046 | Toileting assistive products | GB_stToiletingAssistiveProducts | 81 | 20 | 534
24 | TB | 4 | National/Regional/Provincial hospital |  |  | GB_stNull | 2 | 1047 | Intravenous hanger | GB_stIntravenousHanger | 54 | 84 | 249
24 | TB | 4 | National/Regional/Provincial hospital |  |  | GB_stNull | 2 | 1048 | clock, wall | GB_stClockWall | 45 | 2 | 107
24 | TB | 4 | National/Regional/Provincial hospital |  |  | GB_stNull | 2 | 1049 | rail, infusion | GB_stRailInfusion | 41 | 31 | 393
24 | TB | 4 | National/Regional/Provincial hospital |  |  | GB_stNull | 2 | 1050 | Wheelchair, <specify> | GB_stWheelchairSpecify | 405 | 17 | 580
24 | TB | 4 | National/Regional/Provincial hospital |  |  | GB_stNull | 2 | 1051 | Cabinets, Storage, Bedpan/Urinal | GB_stCabinetsStorageBedpanUrinal | 743 | 1 | 80
24 | TB | 6 | Prehospital emergency |  |  | GB_stNull | 2 | 1010 | shelf | GB_stShelf | 108 | 5 | 433
24 | TB | 6 | Prehospital emergency |  |  | GB_stNull | 2 | 1011 | shelf with racks | GB_stShelfRacks | 126 | 4 | 435
24 | TB | 6 | Prehospital emergency |  |  | GB_stNull | 2 | 1012 | shelf with racks | GB_stShelfRacks | 144 | 12 | 435
24 | TB | 6 | Prehospital emergency |  |  | GB_stNull | 2 | 1013 | shelf with | GB_stShelfWith | 108 | 4 | 434
24 | TB | 6 | Prehospital emergency |  |  | GB_stNull | 2 | 1014 | file cabinet 4 drawers | GB_stFileCabinet4Drawers | 155 | 1 | 192
24 | TB | 6 | Prehospital emergency |  |  | GB_stNull | 2 | 1015 | secretary chair | GB_stSecretaryChair | 45 | 12 | 430
24 | TB | 6 | Prehospital emergency |  |  | GB_stNull | 2 | 1016 | Stools, Adjustable | GB_stStoolsAdjustable | 54 | 5 | 474
24 | TB | 6 | Prehospital emergency |  |  | GB_stNull | 2 | 1017 | chair | GB_stChair | 54 | 15 | 95
24 | TB | 6 | Prehospital emergency |  |  | GB_stNull | 2 | 1018 | stool, revolving | GB_stStoolRevolving | 35 | 15 | 472
24 | TB | 6 | Prehospital emergency |  |  | GB_stNull | 2 | 1019 | stool, revolving with backrest | GB_stStoolRevolvingBackrest | 68 | 22 | 473
24 | TB | 6 | Prehospital emergency |  |  | GB_stNull | 2 | 1020 | bath,trough | GB_stBathTrough | 270 | 1 | 56
24 | TB | 6 | Prehospital emergency |  |  | GB_stNull | 2 | 1021 | step stool | GB_stStepStool | 52 | 10 | 456
24 | TB | 6 | Prehospital emergency |  |  | GB_stNull | 2 | 1022 | bars, paralel for rehabilitation | GB_stBarsParalelRehabilitation | 819 | 1 | 51
24 | TB | 6 | Prehospital emergency |  |  | GB_stNull | 2 | 1023 | ergometer | GB_stErgometer | 0 | 3 | 171
24 | TB | 6 | Prehospital emergency |  |  | GB_stNull | 2 | 1024 | hamper | GB_stHamper | 68 | 109 | 226
24 | TB | 6 | Prehospital emergency |  |  | GB_stNull | 2 | 1025 | waste disposal with pedal | GB_stWasteDisposalPedal | 46 | 12 | 572
24 | TB | 6 | Prehospital emergency |  |  | GB_stNull | 2 | 1026 | cart, dressing | GB_stCartDressing | 396 | 16 | 84
24 | TB | 6 | Prehospital emergency |  |  | GB_stNull | 2 | 1027 | Carts, Linen/Laundry | GB_stCartsLinenLaundry | 167 | 27 | 85
24 | TB | 6 | Prehospital emergency |  |  | GB_stNull | 2 | 1028 | carts, supermarket for sterilized | GB_stCartsSupermarketSterilized | 360 | 3 | 86
24 | TB | 6 | Prehospital emergency |  |  | GB_stNull | 2 | 1029 | wheel cart | GB_stWheelCart | 540 | 8 | 1
24 | TB | 6 | Prehospital emergency |  |  | GB_stNull | 2 | 1030 | Hampers | GB_stHampers | 32 | 22 | 227
24 | TB | 6 | Prehospital emergency |  |  | GB_stNull | 2 | 1031 | cushion, therapeutic exercises | GB_stCushionTherapeuticExercises | 180 | 1 | 125
24 | TB | 6 | Prehospital emergency |  |  | GB_stNull | 2 | 1032 | Toileting assistive products | GB_stToiletingAssistiveProducts | 63 | 100 | 534
24 | TB | 6 | Prehospital emergency |  |  | GB_stNull | 2 | 1033 | infant bedpan | GB_stInfantBedpan | 63 | 17 | 242
24 | TB | 6 | Prehospital emergency |  |  | GB_stNull | 2 | 1034 | Curtain, general-purpose, single use | GB_stCurtainGeneralPurposeSingleUse | 101 | 39 | 122
24 | TB | 6 | Prehospital emergency |  |  | GB_stNull | 2 | 1035 | bucket, inox | GB_stBucketInox | 46 | 32 | 71
24 | TB | 6 | Prehospital emergency |  |  | GB_stNull | 2 | 1036 | steps, finger rehabilitation | GB_stStepsFingerRehabilitation | 144 | 2 | 458
24 | TB | 6 | Prehospital emergency |  |  | GB_stNull | 2 | 1037 | steps and ramp rehab | GB_stStepsRampRehab | 666 | 1 | 457
24 | TB | 6 | Prehospital emergency |  |  | GB_stNull | 2 | 1038 | desk, physician | GB_stDeskPhysician | 135 | 11 | 135
24 | TB | 6 | Prehospital emergency |  |  | GB_stNull | 2 | 1039 | computer terminals, hospital inf system | GB_stComputerTerminalsHospitalInfSystem | 1350 | 17 | 113
24 | TB | 6 | Prehospital emergency |  |  | GB_stNull | 2 | 1040 | Table, instrument | GB_stTableInstrument | 180 | 3 | 490
24 | TB | 6 | Prehospital emergency |  |  | GB_stNull | 2 | 1041 | table, mayo | GB_stTableMayo | 108 | 11 | 492
24 | TB | 6 | Prehospital emergency |  |  | GB_stNull | 2 | 1042 | table, pasteur | GB_stTablePasteur | 180 | 43 | 497
24 | TB | 6 | Prehospital emergency |  |  | GB_stNull | 2 | 1043 | table, kydney | GB_stTableKydney | 180 | 1 | 491
24 | TB | 6 | Prehospital emergency |  |  | GB_stNull | 2 | 1044 | Urinals | GB_stUrinals | 33 | 20 | 557
24 | TB | 6 | Prehospital emergency |  |  | GB_stNull | 2 | 1045 | hanger, radiological aprons | GB_stHangerRadiologicalAprons | 23 | 1 | 229
24 | TB | 6 | Prehospital emergency |  |  | GB_stNull | 2 | 1046 | Toileting assistive products | GB_stToiletingAssistiveProducts | 81 | 20 | 534
24 | TB | 6 | Prehospital emergency |  |  | GB_stNull | 2 | 1047 | Intravenous hanger | GB_stIntravenousHanger | 54 | 84 | 249
24 | TB | 6 | Prehospital emergency |  |  | GB_stNull | 2 | 1048 | clock, wall | GB_stClockWall | 45 | 2 | 107
24 | TB | 6 | Prehospital emergency |  |  | GB_stNull | 2 | 1049 | rail, infusion | GB_stRailInfusion | 41 | 31 | 393
24 | TB | 6 | Prehospital emergency |  |  | GB_stNull | 2 | 1050 | Wheelchair, <specify> | GB_stWheelchairSpecify | 405 | 17 | 580
24 | TB | 6 | Prehospital emergency |  |  | GB_stNull | 2 | 1051 | Cabinets, Storage, Bedpan/Urinal | GB_stCabinetsStorageBedpanUrinal | 743 | 1 | 80
24 | TB | 7 | Free-standing general outpatient clinic |  |  | GB_stNull | 2 | 1010 | shelf | GB_stShelf | 108 | 5 | 433
24 | TB | 7 | Free-standing general outpatient clinic |  |  | GB_stNull | 2 | 1011 | shelf with racks | GB_stShelfRacks | 126 | 4 | 435
24 | TB | 7 | Free-standing general outpatient clinic |  |  | GB_stNull | 2 | 1012 | shelf with racks | GB_stShelfRacks | 144 | 12 | 435
24 | TB | 7 | Free-standing general outpatient clinic |  |  | GB_stNull | 2 | 1013 | shelf with | GB_stShelfWith | 108 | 4 | 434
24 | TB | 7 | Free-standing general outpatient clinic |  |  | GB_stNull | 2 | 1014 | file cabinet 4 drawers | GB_stFileCabinet4Drawers | 155 | 1 | 192
24 | TB | 7 | Free-standing general outpatient clinic |  |  | GB_stNull | 2 | 1015 | secretary chair | GB_stSecretaryChair | 45 | 12 | 430
24 | TB | 7 | Free-standing general outpatient clinic |  |  | GB_stNull | 2 | 1016 | Stools, Adjustable | GB_stStoolsAdjustable | 54 | 5 | 474
24 | TB | 7 | Free-standing general outpatient clinic |  |  | GB_stNull | 2 | 1017 | chair | GB_stChair | 54 | 15 | 95
24 | TB | 7 | Free-standing general outpatient clinic |  |  | GB_stNull | 2 | 1018 | stool, revolving | GB_stStoolRevolving | 35 | 15 | 472
24 | TB | 7 | Free-standing general outpatient clinic |  |  | GB_stNull | 2 | 1019 | stool, revolving with backrest | GB_stStoolRevolvingBackrest | 68 | 22 | 473
24 | TB | 7 | Free-standing general outpatient clinic |  |  | GB_stNull | 2 | 1020 | bath,trough | GB_stBathTrough | 270 | 1 | 56
24 | TB | 7 | Free-standing general outpatient clinic |  |  | GB_stNull | 2 | 1021 | step stool | GB_stStepStool | 52 | 10 | 456
24 | TB | 7 | Free-standing general outpatient clinic |  |  | GB_stNull | 2 | 1022 | bars, paralel for rehabilitation | GB_stBarsParalelRehabilitation | 819 | 1 | 51
24 | TB | 7 | Free-standing general outpatient clinic |  |  | GB_stNull | 2 | 1023 | ergometer | GB_stErgometer | 0 | 3 | 171
24 | TB | 7 | Free-standing general outpatient clinic |  |  | GB_stNull | 2 | 1024 | hamper | GB_stHamper | 68 | 109 | 226
24 | TB | 7 | Free-standing general outpatient clinic |  |  | GB_stNull | 2 | 1025 | waste disposal with pedal | GB_stWasteDisposalPedal | 46 | 12 | 572
24 | TB | 7 | Free-standing general outpatient clinic |  |  | GB_stNull | 2 | 1026 | cart, dressing | GB_stCartDressing | 396 | 16 | 84
24 | TB | 7 | Free-standing general outpatient clinic |  |  | GB_stNull | 2 | 1027 | Carts, Linen/Laundry | GB_stCartsLinenLaundry | 167 | 27 | 85
24 | TB | 7 | Free-standing general outpatient clinic |  |  | GB_stNull | 2 | 1028 | carts, supermarket for sterilized | GB_stCartsSupermarketSterilized | 360 | 3 | 86
24 | TB | 7 | Free-standing general outpatient clinic |  |  | GB_stNull | 2 | 1029 | wheel cart | GB_stWheelCart | 540 | 8 | 1
24 | TB | 7 | Free-standing general outpatient clinic |  |  | GB_stNull | 2 | 1030 | Hampers | GB_stHampers | 32 | 22 | 227
24 | TB | 7 | Free-standing general outpatient clinic |  |  | GB_stNull | 2 | 1031 | cushion, therapeutic exercises | GB_stCushionTherapeuticExercises | 180 | 1 | 125
24 | TB | 7 | Free-standing general outpatient clinic |  |  | GB_stNull | 2 | 1032 | Toileting assistive products | GB_stToiletingAssistiveProducts | 63 | 100 | 534
24 | TB | 7 | Free-standing general outpatient clinic |  |  | GB_stNull | 2 | 1033 | infant bedpan | GB_stInfantBedpan | 63 | 17 | 242
24 | TB | 7 | Free-standing general outpatient clinic |  |  | GB_stNull | 2 | 1034 | Curtain, general-purpose, single use | GB_stCurtainGeneralPurposeSingleUse | 101 | 39 | 122
24 | TB | 7 | Free-standing general outpatient clinic |  |  | GB_stNull | 2 | 1035 | bucket, inox | GB_stBucketInox | 46 | 32 | 71
24 | TB | 7 | Free-standing general outpatient clinic |  |  | GB_stNull | 2 | 1036 | steps, finger rehabilitation | GB_stStepsFingerRehabilitation | 144 | 2 | 458
24 | TB | 7 | Free-standing general outpatient clinic |  |  | GB_stNull | 2 | 1037 | steps and ramp rehab | GB_stStepsRampRehab | 666 | 1 | 457
24 | TB | 7 | Free-standing general outpatient clinic |  |  | GB_stNull | 2 | 1038 | desk, physician | GB_stDeskPhysician | 135 | 11 | 135
24 | TB | 7 | Free-standing general outpatient clinic |  |  | GB_stNull | 2 | 1039 | computer terminals, hospital inf system | GB_stComputerTerminalsHospitalInfSystem | 1350 | 17 | 113
24 | TB | 7 | Free-standing general outpatient clinic |  |  | GB_stNull | 2 | 1040 | Table, instrument | GB_stTableInstrument | 180 | 3 | 490
24 | TB | 7 | Free-standing general outpatient clinic |  |  | GB_stNull | 2 | 1041 | table, mayo | GB_stTableMayo | 108 | 11 | 492
24 | TB | 7 | Free-standing general outpatient clinic |  |  | GB_stNull | 2 | 1042 | table, pasteur | GB_stTablePasteur | 180 | 43 | 497
24 | TB | 7 | Free-standing general outpatient clinic |  |  | GB_stNull | 2 | 1043 | table, kydney | GB_stTableKydney | 180 | 1 | 491
24 | TB | 7 | Free-standing general outpatient clinic |  |  | GB_stNull | 2 | 1044 | Urinals | GB_stUrinals | 33 | 20 | 557
24 | TB | 7 | Free-standing general outpatient clinic |  |  | GB_stNull | 2 | 1045 | hanger, radiological aprons | GB_stHangerRadiologicalAprons | 23 | 1 | 229
24 | TB | 7 | Free-standing general outpatient clinic |  |  | GB_stNull | 2 | 1046 | Toileting assistive products | GB_stToiletingAssistiveProducts | 81 | 20 | 534
24 | TB | 7 | Free-standing general outpatient clinic |  |  | GB_stNull | 2 | 1047 | Intravenous hanger | GB_stIntravenousHanger | 54 | 84 | 249
24 | TB | 7 | Free-standing general outpatient clinic |  |  | GB_stNull | 2 | 1048 | clock, wall | GB_stClockWall | 45 | 2 | 107
24 | TB | 7 | Free-standing general outpatient clinic |  |  | GB_stNull | 2 | 1049 | rail, infusion | GB_stRailInfusion | 41 | 31 | 393
24 | TB | 7 | Free-standing general outpatient clinic |  |  | GB_stNull | 2 | 1050 | Wheelchair, <specify> | GB_stWheelchairSpecify | 405 | 17 | 580
24 | TB | 7 | Free-standing general outpatient clinic |  |  | GB_stNull | 2 | 1051 | Cabinets, Storage, Bedpan/Urinal | GB_stCabinetsStorageBedpanUrinal | 743 | 1 | 80
24 | TB | 8 | Free-standing specialized outpatient clinic | 1 | General | GB_stGeneral | 1 | 519 | Accelerator system, linear | GB_stAcceleratorSystemLinear | 750000 | 1 | 5
24 | TB | 8 | Free-standing specialized outpatient clinic | 1 | General | GB_stGeneral | 1 | 520 | Anaesthesia gas delivery unit | GB_stAnaesthesiaGasDeliveryUnit | 80063.98 | 6 | 8
24 | TB | 8 | Free-standing specialized outpatient clinic | 1 | General | GB_stGeneral | 1 | 521 | Anaesthesia system, general-purpose | GB_stAnaesthesiaSystemGeneralPurpose | 86306.2 | 1 | 11
24 | TB | 8 | Free-standing specialized outpatient clinic | 1 | General | GB_stGeneral | 1 | 522 | Analyser, blood culture, automated | GB_stAnalyserBloodCultureAutomated | 8164.8 | 1 | 13
24 | TB | 8 | Free-standing specialized outpatient clinic | 1 | General | GB_stGeneral | 1 | 523 | Analyser, blood gas, general-purpose | GB_stAnalyserBloodGasGeneralPurpose | 58965.93 | 2 | 14
24 | TB | 8 | Free-standing specialized outpatient clinic | 1 | General | GB_stGeneral | 1 | 524 | Analyser, clinical chemistry, automated, discrete | GB_stAnalyserClinicalChemistryAutomatedDiscrete | 26987.23 | 2 | 16
24 | TB | 8 | Free-standing specialized outpatient clinic | 1 | General | GB_stGeneral | 1 | 525 | Analyser, electrolyte, flame photometer | GB_stAnalyserElectrolyteFlamePhotometer | 58965.93 | 4 | 17
24 | TB | 8 | Free-standing specialized outpatient clinic | 1 | General | GB_stGeneral | 1 | 526 | Analyser, electrophoresis, protein fractionation | GB_stAnalyserElectrophoresisProteinFractionation | 57000 | 1 | 18
24 | TB | 8 | Free-standing specialized outpatient clinic | 1 | General | GB_stGeneral | 1 | 527 | Analyser, haematology, blood grouping | GB_stAnalyserHaematologyBloodGrouping | 6248 | 2 | 20
24 | TB | 8 | Free-standing specialized outpatient clinic | 1 | General | GB_stGeneral | 1 | 528 | Analyser, haematology, cell-differential | GB_stAnalyserHaematologyCellDifferential | 563.71 | 2 | 21
24 | TB | 8 | Free-standing specialized outpatient clinic | 1 | General | GB_stGeneral | 1 | 529 | Analyser, immunoassay, chemiluminescent | GB_stAnalyserImmunoassayChemiluminescent | 42000 | 2 | 24
24 | TB | 8 | Free-standing specialized outpatient clinic | 1 | General | GB_stGeneral | 1 | 530 | Analyser, immunoassay, enzyme | GB_stAnalyserImmunoassayEnzyme | 9000 | 1 | 25
24 | TB | 8 | Free-standing specialized outpatient clinic | 1 | General | GB_stGeneral | 1 | 531 | Analyser, immunoassay, fluorescent | GB_stAnalyserImmunoassayFluorescent | 25000 | 1 | 26
24 | TB | 8 | Free-standing specialized outpatient clinic | 1 | General | GB_stGeneral | 1 | 532 | Analyser, immunoassay, light transmission | GB_stAnalyserImmunoassayLightTransmission | 0 | 1 | 27
24 | TB | 8 | Free-standing specialized outpatient clinic | 1 | General | GB_stGeneral | 1 | 533 | Analyser, immunoassay, radioisotopic | GB_stAnalyserImmunoassayRadioisotopic | 0 | 1 | 28
24 | TB | 8 | Free-standing specialized outpatient clinic | 1 | General | GB_stGeneral | 1 | 534 | Analyser, photometer, general-purpose | GB_stAnalyserPhotometerGeneralPurpose | 3045.4 | 3 | 30
24 | TB | 8 | Free-standing specialized outpatient clinic | 1 | General | GB_stGeneral | 1 | 535 | Analyser, urine | GB_stAnalyserUrine | 1289.99 | 1 | 31
24 | TB | 8 | Free-standing specialized outpatient clinic | 1 | General | GB_stGeneral | 1 | 536 | Apheresis unit | GB_stApheresisUnit | 10000 | 1 | 36
24 | TB | 8 | Free-standing specialized outpatient clinic | 1 | General | GB_stGeneral | 1 | 537 | Arthroscope, flexible, fibreoptic | GB_stArthroscopeFlexibleFibreoptic | 1000 | 1 | 38
24 | TB | 8 | Free-standing specialized outpatient clinic | 1 | General | GB_stGeneral | 1 | 538 | Articulator, dental | GB_stArticulatorDental | 0 | 1 | 39
24 | TB | 8 | Free-standing specialized outpatient clinic | 1 | General | GB_stGeneral | 1 | 539 | Audiometer, impedance | GB_stAudiometerImpedance | 0 | 1 | 40
24 | TB | 8 | Free-standing specialized outpatient clinic | 1 | General | GB_stGeneral | 1 | 540 | Audiometer, pure-tone | GB_stAudiometerPureTone | 0 | 2 | 41
24 | TB | 8 | Free-standing specialized outpatient clinic | 1 | General | GB_stGeneral | 1 | 541 | Bar-code reader | GB_stBarCodeReader | 0 | 1 | 50
24 | TB | 8 | Free-standing specialized outpatient clinic | 1 | General | GB_stGeneral | 1 | 542 | Bath, hydro-massage therapy | GB_stBathHydroMassageTherapy | 2720 | 1 | 53
24 | TB | 8 | Free-standing specialized outpatient clinic | 1 | General | GB_stGeneral | 1 | 543 | Bath, paraffin, physical therapy | GB_stBathParaffinPhysicalTherapy | 4426.84 | 1 | 54
24 | TB | 8 | Free-standing specialized outpatient clinic | 1 | General | GB_stGeneral | 1 | 544 | Bath, ultrasonic | GB_stBathUltrasonic | 33843.23 | 1 | 55
24 | TB | 8 | Free-standing specialized outpatient clinic | 1 | General | GB_stGeneral | 1 | 545 | Bed, general-purpose, electrically-powered | GB_stBedGeneralPurposeElectricallyPowered | 19344.18 | 11 | 57
24 | TB | 8 | Free-standing specialized outpatient clinic | 1 | General | GB_stGeneral | 1 | 546 | Bed, general-purpose, manually-operated | GB_stBedGeneralPurposeManuallyOperated | 4603.04 | 3 | 58
24 | TB | 8 | Free-standing specialized outpatient clinic | 1 | General | GB_stGeneral | 1 | 547 | Bed, infant, general-purpose | GB_stBedInfantGeneralPurpose | 1000 | 3 | 59
24 | TB | 8 | Free-standing specialized outpatient clinic | 1 | General | GB_stGeneral | 1 | 548 | Bed, orthopedic | GB_stBedOrthopedic | 1000 | 1 | 60
24 | TB | 8 | Free-standing specialized outpatient clinic | 1 | General | GB_stGeneral | 1 | 549 | Bed, paediatric | GB_stBedPaediatric | 2398.01 | 1 | 61
24 | TB | 8 | Free-standing specialized outpatient clinic | 1 | General | GB_stGeneral | 1 | 550 | Bedpan, general-purpose | GB_stBedpanGeneralPurpose | 40.32 | 13 | 62
24 | TB | 8 | Free-standing specialized outpatient clinic | 1 | General | GB_stGeneral | 1 | 551 | Board, arm | GB_stBoardArm | 200 | 1 | 64
24 | TB | 8 | Free-standing specialized outpatient clinic | 1 | General | GB_stGeneral | 1 | 552 | Bowl, emesis, reusable | GB_stBowlEmesisReusable | 5.42 | 16 | 66
24 | TB | 8 | Free-standing specialized outpatient clinic | 1 | General | GB_stGeneral | 1 | 553 | Bowl, washing | GB_stBowlWashing | 7.18 | 36 | 68
24 | TB | 8 | Free-standing specialized outpatient clinic | 1 | General | GB_stGeneral | 1 | 554 | Bucket, swab | GB_stBucketSwab | 44.97 | 102 | 72
24 | TB | 8 | Free-standing specialized outpatient clinic | 1 | General | GB_stGeneral | 1 | 555 | Bunsen burner | GB_stBunsenBurner | 38.78 | 2 | 73
24 | TB | 8 | Free-standing specialized outpatient clinic | 1 | General | GB_stGeneral | 1 | 556 | Cabinet, bedside | GB_stCabinetBedside | 65.33 | 5 | 75
24 | TB | 8 | Free-standing specialized outpatient clinic | 1 | General | GB_stGeneral | 1 | 557 | Cabinet, dental | GB_stCabinetDental | 179.82 | 1 | 76
24 | TB | 8 | Free-standing specialized outpatient clinic | 1 | General | GB_stGeneral | 1 | 558 | Cabinet, instrument, general-purpose | GB_stCabinetInstrumentGeneralPurpose | 179.82 | 6 | 77
24 | TB | 8 | Free-standing specialized outpatient clinic | 1 | General | GB_stGeneral | 1 | 559 | Cabinet, medicine | GB_stCabinetMedicine | 179.82 | 26 | 78
24 | TB | 8 | Free-standing specialized outpatient clinic | 1 | General | GB_stGeneral | 1 | 560 | Cabinet, slide storage | GB_stCabinetSlideStorage | 1931.53 | 2 | 79
24 | TB | 8 | Free-standing specialized outpatient clinic | 1 | General | GB_stGeneral | 1 | 561 | CAD/CAM unit, radiotherapy beam block | GB_stCadCamUnitRadiotherapyBeamBlock | 4000 | 1 | 82
24 | TB | 8 | Free-standing specialized outpatient clinic | 1 | General | GB_stGeneral | 1 | 562 | Calliper, skinfold, manually-operated | GB_stCalliperSkinfoldManuallyOperated | 926.71 | 1 | 83
24 | TB | 8 | Free-standing specialized outpatient clinic | 1 | General | GB_stGeneral | 1 | 563 | Cast cutter, electrically-powered | GB_stCastCutterElectricallyPowered | 1692.25 | 1 | 87
24 | TB | 8 | Free-standing specialized outpatient clinic | 1 | General | GB_stGeneral | 1 | 564 | Centrifuge, cell washing | GB_stCentrifugeCellWashing | 93836.72 | 2 | 92
24 | TB | 8 | Free-standing specialized outpatient clinic | 1 | General | GB_stGeneral | 1 | 565 | Centrifuge, cytology | GB_stCentrifugeCytology | 2118.38 | 1 | 93
24 | TB | 8 | Free-standing specialized outpatient clinic | 1 | General | GB_stGeneral | 1 | 566 | Centrifuge, general-purpose laboratory | GB_stCentrifugeGeneralPurposeLab | 12253.38 | 8 | 94
24 | TB | 8 | Free-standing specialized outpatient clinic | 1 | General | GB_stGeneral | 1 | 567 | Chair, bath/shower | GB_stChairBathShower | 95.65 | 5 | 96
24 | TB | 8 | Free-standing specialized outpatient clinic | 1 | General | GB_stGeneral | 1 | 568 | Chair, blood donor | GB_stChairBloodDonor | 1679.08 | 1 | 97
24 | TB | 8 | Free-standing specialized outpatient clinic | 1 | General | GB_stGeneral | 1 | 569 | Chair, examination/treatment, electrically-powered | GB_stChairExaminationTreatElectricallyPowered | 732.95 | 16 | 99
24 | TB | 8 | Free-standing specialized outpatient clinic | 1 | General | GB_stGeneral | 1 | 570 | Chair, operator, dental | GB_stChairOperatorDental | 99.36 | 1 | 100
24 | TB | 8 | Free-standing specialized outpatient clinic | 1 | General | GB_stGeneral | 1 | 571 | Chart, eye, Amsler grid | GB_stChartEyeAmslerGrid | 0 | 1 | 102
24 | TB | 8 | Free-standing specialized outpatient clinic | 1 | General | GB_stGeneral | 1 | 572 | Chart, eye, colour discrimination | GB_stChartEyeColourDiscrimination | 209.41 | 1 | 103
24 | TB | 8 | Free-standing specialized outpatient clinic | 1 | General | GB_stGeneral | 1 | 573 | Chart, eye, visual acuity | GB_stChartEyeVisualAcuity | 96 | 1 | 104
24 | TB | 8 | Free-standing specialized outpatient clinic | 1 | General | GB_stGeneral | 1 | 574 | Chart, patient record | GB_stChartPatientRecord | 25.93 | 6 | 105
24 | TB | 8 | Free-standing specialized outpatient clinic | 1 | General | GB_stGeneral | 1 | 575 | Circulatory assist system, intra-aortic balloon | GB_stCirculatoryAssistSystemIntraAorticBalloon | 35000 | 1 | 106
24 | TB | 8 | Free-standing specialized outpatient clinic | 1 | General | GB_stGeneral | 1 | 576 | Colposcope | GB_stColposcope | 39548.65 | 2 | 108
24 | TB | 8 | Free-standing specialized outpatient clinic | 1 | General | GB_stGeneral | 1 | 577 | Contrast medium injector system, powered, multiphase | GB_stContrastMediumInjectorSystemPoweredMultiphase | 30523.2 | 2 | 117
24 | TB | 8 | Free-standing specialized outpatient clinic | 1 | General | GB_stGeneral | 1 | 578 | Cryosurgical unit, general-purpose | GB_stCryosurgicalUnitGeneralPurpose | 23691.15 | 2 | 118
24 | TB | 8 | Free-standing specialized outpatient clinic | 1 | General | GB_stGeneral | 1 | 579 | Cup, medicine | GB_stCupMedicine | 13.14 | 6 | 121
24 | TB | 8 | Free-standing specialized outpatient clinic | 1 | General | GB_stGeneral | 1 | 580 | Cushion, lumbar | GB_stCushionLumbar | 0 | 2 | 124
24 | TB | 8 | Free-standing specialized outpatient clinic | 1 | General | GB_stGeneral | 1 | 581 | Cystourethroscope, flexible, video | GB_stCystourethroscopeFlexibleVideo | 41050.75 | 2 | 126
24 | TB | 8 | Free-standing specialized outpatient clinic | 1 | General | GB_stGeneral | 1 | 582 | Darkroom film bin, diagnostic imaging | GB_stDarkroomFilmBinDiagImaging | 780.1 | 1 | 127
24 | TB | 8 | Free-standing specialized outpatient clinic | 1 | General | GB_stGeneral | 1 | 583 | Darkroom light, diagnostic imaging | GB_stDarkroomLightDiagImaging | 251.76 | 1 | 128
24 | TB | 8 | Free-standing specialized outpatient clinic | 1 | General | GB_stGeneral | 1 | 584 | Defibrillator,semi-automated | GB_stDefibrillatorSemiAutomated | 17156.73 | 1 | 131
24 | TB | 8 | Free-standing specialized outpatient clinic | 1 | General | GB_stGeneral | 1 | 585 | Dialyser reprocessing system | GB_stDialyserReprocessingSystem | 10470.72 | 1 | 136
24 | TB | 8 | Free-standing specialized outpatient clinic | 1 | General | GB_stGeneral | 1 | 586 | Dialysis system, haemo- | GB_stDialysisSystemHaemo | 4188.29 | 2 | 137
24 | TB | 8 | Free-standing specialized outpatient clinic | 1 | General | GB_stGeneral | 1 | 587 | Dialysis system, peritoneal | GB_stDialysisSystemPeritoneal | 2408.27 | 1 | 138
24 | TB | 8 | Free-standing specialized outpatient clinic | 1 | General | GB_stGeneral | 1 | 588 | Dictaphone system, digital | GB_stDictaphoneSystemDigital | 200 | 1 | 139
24 | TB | 8 | Free-standing specialized outpatient clinic | 1 | General | GB_stGeneral | 1 | 589 | Digital imaging scanner, radiographic | GB_stDigitalImagingScannerRadiographic | 42615.83 | 1 | 140
24 | TB | 8 | Free-standing specialized outpatient clinic | 1 | General | GB_stGeneral | 1 | 590 | Dilator, vaginal | GB_stDilatorVaginal | 15.8 | 1 | 141
24 | TB | 8 | Free-standing specialized outpatient clinic | 1 | General | GB_stGeneral | 1 | 591 | Dispenser, liquid, laboratory, electronic | GB_stDispenserLiquidLabElectronic | 300 | 1 | 145
24 | TB | 8 | Free-standing specialized outpatient clinic | 1 | General | GB_stGeneral | 1 | 592 | Dispenser, medication, liquid | GB_stDispenserMedicationLiquid | 5.36 | 1 | 146
24 | TB | 8 | Free-standing specialized outpatient clinic | 1 | General | GB_stGeneral | 1 | 593 | Dispenser, medication, narcotic control | GB_stDispenserMedicationNarcoticControl | 400 | 5 | 147
24 | TB | 8 | Free-standing specialized outpatient clinic | 1 | General | GB_stGeneral | 1 | 594 | Dispenser, paraffin | GB_stDispenserParaffin | 0 | 1 | 148
24 | TB | 8 | Free-standing specialized outpatient clinic | 1 | General | GB_stGeneral | 1 | 595 | Dispenser, soap | GB_stDispenserSoap | 395.2 | 2 | 149
24 | TB | 8 | Free-standing specialized outpatient clinic | 1 | General | GB_stGeneral | 1 | 596 | Distension unit, fluid, arthroscopic | GB_stDistensionUnitFluidArthroscopic | 1500 | 1 | 150
24 | TB | 8 | Free-standing specialized outpatient clinic | 1 | General | GB_stGeneral | 1 | 597 | Dosimeter, radiation, film badge | GB_stDosimeterRadiationFilmBadge | 2000 | 1 | 155
24 | TB | 8 | Free-standing specialized outpatient clinic | 1 | General | GB_stGeneral | 1 | 598 | Electrical conductivity measuring instrument, haemodialysis solution | GB_stElectricalConductivityMeasInstrumentHaemodialysisSolution | 0 | 1 | 158
24 | TB | 8 | Free-standing specialized outpatient clinic | 1 | General | GB_stGeneral | 1 | 599 | Electrocardiograph, general-purpose | GB_stElectrocardiographGeneralPurpose | 6891.47 | 7 | 159
24 | TB | 8 | Free-standing specialized outpatient clinic | 1 | General | GB_stGeneral | 1 | 600 | Electroencephalograph | GB_stElectroencephalograph | 38949.68 | 1 | 160
24 | TB | 8 | Free-standing specialized outpatient clinic | 1 | General | GB_stGeneral | 1 | 601 | Electromyograph | GB_stElectromyograph | 37694.59 | 1 | 161
24 | TB | 8 | Free-standing specialized outpatient clinic | 1 | General | GB_stGeneral | 1 | 602 | Electronystagmograph | GB_stElectronystagmograph | 2000 | 1 | 164
24 | TB | 8 | Free-standing specialized outpatient clinic | 1 | General | GB_stGeneral | 1 | 603 | Electrosurgical system generator, general-purpose | GB_stElectrosurgicalSystemGeneratorGeneralPurpose | 8851.89 | 7 | 165
24 | TB | 8 | Free-standing specialized outpatient clinic | 1 | General | GB_stGeneral | 1 | 604 | Endoscopic video image processor | GB_stEndoscopicVideoImageProcessor | 36196.59 | 1 | 167
24 | TB | 8 | Free-standing specialized outpatient clinic | 1 | General | GB_stGeneral | 1 | 605 | Endoscopic video imaging system | GB_stEndoscopicVideoImagingSystem | 36196.59 | 1 | 168
24 | TB | 8 | Free-standing specialized outpatient clinic | 1 | General | GB_stGeneral | 1 | 606 | ENT treatment system | GB_stEntTreatSystem | 10784.74 | 2 | 169
24 | TB | 8 | Free-standing specialized outpatient clinic | 1 | General | GB_stGeneral | 1 | 607 | Evacuator, smoke, surgical | GB_stEvacuatorSmokeSurgical | 800 | 2 | 178
24 | TB | 8 | Free-standing specialized outpatient clinic | 1 | General | GB_stGeneral | 1 | 608 | Exerciser, continuous passive motion, arm | GB_stExerciserContinuousPassiveMotionArm | 8805.89 | 1 | 180
24 | TB | 8 | Free-standing specialized outpatient clinic | 1 | General | GB_stGeneral | 1 | 609 | Exerciser, continuous passive motion, leg | GB_stExerciserContinuousPassiveMotionLeg | 8805.89 | 1 | 181
24 | TB | 8 | Free-standing specialized outpatient clinic | 1 | General | GB_stGeneral | 1 | 610 | Exerciser, finger | GB_stExerciserFinger | 2500 | 1 | 182
24 | TB | 8 | Free-standing specialized outpatient clinic | 1 | General | GB_stGeneral | 1 | 611 | Exerciser, hand | GB_stExerciserHand | 2500 | 2 | 183
24 | TB | 8 | Free-standing specialized outpatient clinic | 1 | General | GB_stGeneral | 1 | 612 | Exerciser, hand rails | GB_stExerciserHandRails | 18834.43 | 2 | 184
24 | TB | 8 | Free-standing specialized outpatient clinic | 1 | General | GB_stGeneral | 1 | 613 | Exerciser, leg | GB_stExerciserLeg | 0 | 1 | 185
24 | TB | 8 | Free-standing specialized outpatient clinic | 1 | General | GB_stGeneral | 1 | 614 | Exerciser, neck | GB_stExerciserNeck | 0 | 1 | 186
24 | TB | 8 | Free-standing specialized outpatient clinic | 1 | General | GB_stGeneral | 1 | 615 | Exerciser, shoulder | GB_stExerciserShoulder | 0 | 1 | 187
24 | TB | 8 | Free-standing specialized outpatient clinic | 1 | General | GB_stGeneral | 1 | 616 | Exerciser, stairs | GB_stExerciserStairs | 0 | 1 | 188
24 | TB | 8 | Free-standing specialized outpatient clinic | 1 | General | GB_stGeneral | 1 | 617 | Exophthalmometer | GB_stExophthalmometer | 0 | 1 | 190
24 | TB | 8 | Free-standing specialized outpatient clinic | 1 | General | GB_stGeneral | 1 | 618 | Extraction system, orthopaedic cement | GB_stExtractionSystemOrthopaedicCement | 0 | 1 | 191
24 | TB | 8 | Free-standing specialized outpatient clinic | 1 | General | GB_stGeneral | 1 | 619 | Flowmeter, oxygen therapy | GB_stFlowmeterOxygenTherapy | 83.15 | 29 | 195
24 | TB | 8 | Free-standing specialized outpatient clinic | 1 | General | GB_stGeneral | 1 | 620 | Fluid delivery mount, general-purpose | GB_stFluidDeliveryMountGeneralPurpose | 72.61 | 46 | 196
24 | TB | 8 | Free-standing specialized outpatient clinic | 1 | General | GB_stGeneral | 1 | 621 | Focimeter | GB_stFocimeter | 650 | 1 | 197
24 | TB | 8 | Free-standing specialized outpatient clinic | 1 | General | GB_stGeneral | 1 | 622 | Foetal heart detector, phono | GB_stFoetalHeartDetectorPhono | 843 | 3 | 198
24 | TB | 8 | Free-standing specialized outpatient clinic | 1 | General | GB_stGeneral | 1 | 623 | Foot arch tracing unit | GB_stFootArchTracingUnit | 154.58 | 2 | 199
24 | TB | 8 | Free-standing specialized outpatient clinic | 1 | General | GB_stGeneral | 1 | 624 | Footstool, conductive | GB_stFootstoolConductive | 42.63 | 41 | 200
24 | TB | 8 | Free-standing specialized outpatient clinic | 1 | General | GB_stGeneral | 1 | 625 | Forceps, sterilizer transfer | GB_stForcepsSterilizerTransfer | 20.64 | 31 | 202
24 | TB | 8 | Free-standing specialized outpatient clinic | 1 | General | GB_stGeneral | 1 | 626 | Fork, tuning | GB_stForkTuning | 80 | 5 | 204
24 | TB | 8 | Free-standing specialized outpatient clinic | 1 | General | GB_stGeneral | 1 | 627 | Freezer, blood product | GB_stFreezerBloodProduct | 10235.65 | 2 | 206
24 | TB | 8 | Free-standing specialized outpatient clinic | 1 | General | GB_stGeneral | 1 | 628 | Freezer, ultra-low | GB_stFreezerUltraLow | 0 | 1 | 207
24 | TB | 8 | Free-standing specialized outpatient clinic | 1 | General | GB_stGeneral | 1 | 629 | Furnace, dental, porcelain | GB_stFurnaceDentalPorcelain | 2000 | 1 | 211
24 | TB | 8 | Free-standing specialized outpatient clinic | 1 | General | GB_stGeneral | 1 | 630 | Gasometer | GB_stGasometer | 58965.93 | 4 | 212
24 | TB | 8 | Free-standing specialized outpatient clinic | 1 | General | GB_stGeneral | 1 | 631 | Glucose meter, self-testing | GB_stGlucoseMeterSelfTest | 400.75 | 5 | 222
24 | TB | 8 | Free-standing specialized outpatient clinic | 1 | General | GB_stGeneral | 1 | 632 | Haematological separator, cell/plasma | GB_stHaematologicalSeparatorCellPlasma | 2480.94 | 1 | 224
24 | TB | 8 | Free-standing specialized outpatient clinic | 1 | General | GB_stGeneral | 1 | 633 | Hammer, percussion | GB_stHammerPercussion | 188.47 | 12 | 225
24 | TB | 8 | Free-standing specialized outpatient clinic | 1 | General | GB_stGeneral | 1 | 634 | Hamper | GB_stHamper | 14.51 | 3 | 226
24 | TB | 8 | Free-standing specialized outpatient clinic | 1 | General | GB_stGeneral | 1 | 635 | Heater, infant, mobile | GB_stHeaterInfantMobile | 1500 | 4 | 231
24 | TB | 8 | Free-standing specialized outpatient clinic | 1 | General | GB_stGeneral | 1 | 636 | Heating/cooling pad control unit | GB_stHeatingCoolingPadControlUnit | 9000 | 2 | 232
24 | TB | 8 | Free-standing specialized outpatient clinic | 1 | General | GB_stGeneral | 1 | 637 | Humidifier, heated | GB_stHumidifierHeated | 1570.61 | 2 | 234
24 | TB | 8 | Free-standing specialized outpatient clinic | 1 | General | GB_stGeneral | 1 | 638 | Hysteroscope, flexible, video | GB_stHysteroscopeFlexibleVideo | 25711.86 | 1 | 236
24 | TB | 8 | Free-standing specialized outpatient clinic | 1 | General | GB_stGeneral | 1 | 639 | Incubator, infant, stationary | GB_stIncubatorInfantStationary | 18737.59 | 2 | 238
24 | TB | 8 | Free-standing specialized outpatient clinic | 1 | General | GB_stGeneral | 1 | 640 | Incubator, infant, transportable | GB_stIncubatorInfantTransportable | 17025.27 | 2 | 239
24 | TB | 8 | Free-standing specialized outpatient clinic | 1 | General | GB_stGeneral | 1 | 641 | Incubator, laboratory, aerobic | GB_stIncubatorLabAerobic | 1500 | 1 | 240
24 | TB | 8 | Free-standing specialized outpatient clinic | 1 | General | GB_stGeneral | 1 | 642 | Incubator, laboratory, anaerobic | GB_stIncubatorLabAnaerobic | 2000 | 1 | 241
24 | TB | 8 | Free-standing specialized outpatient clinic | 1 | General | GB_stGeneral | 1 | 643 | Information system, radiology | GB_stInformationSystemRadiology | 50000 | 1 | 243
24 | TB | 8 | Free-standing specialized outpatient clinic | 1 | General | GB_stGeneral | 1 | 644 | Infusion pump, multichannel | GB_stInfusionPumpMultichannel | 2284.86 | 15 | 245
24 | TB | 8 | Free-standing specialized outpatient clinic | 1 | General | GB_stGeneral | 1 | 645 | Infusion pump, syringe | GB_stInfusionPumpSyringe | 4000 | 4 | 246
24 | TB | 8 | Free-standing specialized outpatient clinic | 1 | General | GB_stGeneral | 1 | 646 | Joint movement tester | GB_stJointMovementTester | 0 | 1 | 251
24 | TB | 8 | Free-standing specialized outpatient clinic | 1 | General | GB_stGeneral | 1 | 647 | Keratome, line-powered | GB_stKeratomeLinePowered | 20000 | 1 | 252
24 | TB | 8 | Free-standing specialized outpatient clinic | 1 | General | GB_stGeneral | 1 | 648 | Kick bucket | GB_stKickBucket | 44.97 | 29 | 253
24 | TB | 8 | Free-standing specialized outpatient clinic | 1 | General | GB_stGeneral | 1 | 649 | Labelling machine | GB_stLabellingMachine | 0 | 1 | 254
24 | TB | 8 | Free-standing specialized outpatient clinic | 1 | General | GB_stGeneral | 1 | 650 | Laminar airflow unit, stationary, pharmaceutical | GB_stLaminarAirflowUnitStationaryPharmaceutical | 6878.11 | 1 | 262
24 | TB | 8 | Free-standing specialized outpatient clinic | 1 | General | GB_stGeneral | 1 | 651 | Laminar, airflow unit, mobile | GB_stLaminarAirflowUnitMobile | 6310.44 | 5 | 263
24 | TB | 8 | Free-standing specialized outpatient clinic | 1 | General | GB_stGeneral | 1 | 652 | Laryngoscope, intubation | GB_stLaryngoscopeIntubation | 843.43 | 1 | 264
24 | TB | 8 | Free-standing specialized outpatient clinic | 1 | General | GB_stGeneral | 1 | 653 | Laser, argon | GB_stLaserArgon | 20000 | 1 | 265
24 | TB | 8 | Free-standing specialized outpatient clinic | 1 | General | GB_stGeneral | 1 | 654 | Laser, Nd:YAG | GB_stLaserNdYag | 89000 | 1 | 267
24 | TB | 8 | Free-standing specialized outpatient clinic | 1 | General | GB_stGeneral | 1 | 655 | Lavage unit, ENT | GB_stLavageUnitEnt | 1426.11 | 1 | 268
24 | TB | 8 | Free-standing specialized outpatient clinic | 1 | General | GB_stGeneral | 1 | 656 | Lens set, trial | GB_stLensSetTrial | 1234.05 | 1 | 269
24 | TB | 8 | Free-standing specialized outpatient clinic | 1 | General | GB_stGeneral | 1 | 657 | Lift, patient transfer, mobile | GB_stLiftPatientTransferMobile | 0 | 1 | 270
24 | TB | 8 | Free-standing specialized outpatient clinic | 1 | General | GB_stGeneral | 1 | 658 | Light source, endoscope, line-powered | GB_stLightSourceEndoscopeLinePowered | 300.92 | 1 | 271
24 | TB | 8 | Free-standing specialized outpatient clinic | 1 | General | GB_stGeneral | 1 | 659 | Light system, surgical | GB_stLightSystemSurgical | 8876.09 | 15 | 272
24 | TB | 8 | Free-standing specialized outpatient clinic | 1 | General | GB_stGeneral | 1 | 660 | Light therapy unit, infrared | GB_stLightTherapyUnitInfrared | 0 | 1 | 273
24 | TB | 8 | Free-standing specialized outpatient clinic | 1 | General | GB_stGeneral | 1 | 661 | Light therapy unit, photo | GB_stLightTherapyUnitPhoto | 3232.97 | 4 | 274
24 | TB | 8 | Free-standing specialized outpatient clinic | 1 | General | GB_stGeneral | 1 | 662 | Light, examination, hand-held, battery-powered | GB_stLightExaminationHandHeldBatteryPowered | 0 | 18 | 276
24 | TB | 8 | Free-standing specialized outpatient clinic | 1 | General | GB_stGeneral | 1 | 663 | Light, examination, mobile | GB_stLightExaminationMobile | 533.18 | 57 | 277
24 | TB | 8 | Free-standing specialized outpatient clinic | 1 | General | GB_stGeneral | 1 | 664 | Light, head-worn | GB_stLightHeadWorn | 298.29 | 11 | 278
24 | TB | 8 | Free-standing specialized outpatient clinic | 1 | General | GB_stGeneral | 1 | 665 | Loupe, binocular | GB_stLoupeBinocular | 0 | 1 | 283
24 | TB | 8 | Free-standing specialized outpatient clinic | 1 | General | GB_stGeneral | 1 | 666 | Mask, resuscitation | GB_stMaskResuscitation | 0 | 3 | 287
24 | TB | 8 | Free-standing specialized outpatient clinic | 1 | General | GB_stGeneral | 1 | 667 | Massager, physical therapy | GB_stMassagerPhysicalTherapy | 500 | 1 | 288
24 | TB | 8 | Free-standing specialized outpatient clinic | 1 | General | GB_stGeneral | 1 | 668 | Mattress, bed, general-purpose | GB_stMattressBedGeneralPurpose | 1026.13 | 16 | 289
24 | TB | 8 | Free-standing specialized outpatient clinic | 1 | General | GB_stGeneral | 1 | 669 | Mattress, bed, water | GB_stMattressBedWater | 0 | 4 | 290
24 | TB | 8 | Free-standing specialized outpatient clinic | 1 | General | GB_stGeneral | 1 | 670 | Microscope, light | GB_stMicroscopeLight | 4134.05 | 8 | 298
24 | TB | 8 | Free-standing specialized outpatient clinic | 1 | General | GB_stGeneral | 1 | 671 | Microscope, phase contrast | GB_stMicroscopePhaseContrast | 4400 | 1 | 299
24 | TB | 8 | Free-standing specialized outpatient clinic | 1 | General | GB_stGeneral | 1 | 672 | Microscope, surgical, general-purpose | GB_stMicroscopeSurgicalGeneralPurpose | 4000 | 1 | 300
24 | TB | 8 | Free-standing specialized outpatient clinic | 1 | General | GB_stGeneral | 1 | 673 | Microscope, surgical, ophthalmic | GB_stMicroscopeSurgicalOphthalmic | 4000 | 1 | 302
24 | TB | 8 | Free-standing specialized outpatient clinic | 1 | General | GB_stGeneral | 1 | 674 | Mirror, posture | GB_stMirrorPosture | 204.78 | 1 | 304
24 | TB | 8 | Free-standing specialized outpatient clinic | 1 | General | GB_stGeneral | 1 | 675 | Mixer, breathing gas | GB_stMixerBreathingGas | 1570.61 | 2 | 305
24 | TB | 8 | Free-standing specialized outpatient clinic | 1 | General | GB_stGeneral | 1 | 676 | Mixer, dental, amalgam | GB_stMixerDentalAmalgam | 160 | 1 | 306
24 | TB | 8 | Free-standing specialized outpatient clinic | 1 | General | GB_stGeneral | 1 | 677 | Monitor, VDU, colour | GB_stMonitorVduColour | 0 | 1 | 307
24 | TB | 8 | Free-standing specialized outpatient clinic | 1 | General | GB_stGeneral | 1 | 678 | Mount, monitor/television set | GB_stMountMonitorTelevisionSet | 0 | 2 | 308
24 | TB | 8 | Free-standing specialized outpatient clinic | 1 | General | GB_stGeneral | 1 | 679 | Nasopharyngoscope, flexible, fibreoptic | GB_stNasopharyngoscopeFlexibleFibreoptic | 1340282.18 | 1 | 312
24 | TB | 8 | Free-standing specialized outpatient clinic | 1 | General | GB_stGeneral | 1 | 680 | Nebulizer, heated | GB_stNebulizerHeated | 875.07 | 2 | 313
24 | TB | 8 | Free-standing specialized outpatient clinic | 1 | General | GB_stGeneral | 1 | 681 | Nebulizer, non-heated | GB_stNebulizerNonHeated | 3111.37 | 1 | 314
24 | TB | 8 | Free-standing specialized outpatient clinic | 1 | General | GB_stGeneral | 1 | 682 | Nephroscope, flexible, video | GB_stNephroscopeFlexibleVideo | 3111.37 | 1 | 315
24 | TB | 8 | Free-standing specialized outpatient clinic | 1 | General | GB_stGeneral | 1 | 683 | Operator console, x-ray system, diagnostic | GB_stOperatorConsoleXRaySystemDiag | 0 | 3 | 318
24 | TB | 8 | Free-standing specialized outpatient clinic | 1 | General | GB_stGeneral | 1 | 684 | Ophthalmic examination/treatment table/stand, manually-operated | GB_stOphthalmicExaminationTreatTableStandManuallyOperated | 42703.76 | 1 | 319
24 | TB | 8 | Free-standing specialized outpatient clinic | 1 | General | GB_stGeneral | 1 | 685 | Ophthalmoscope, direct | GB_stOphthalmoscopeDirect | 1500 | 22 | 320
24 | TB | 8 | Free-standing specialized outpatient clinic | 1 | General | GB_stGeneral | 1 | 686 | Otoscope, direct | GB_stOtoscopeDirect | 300 | 19 | 331
24 | TB | 8 | Free-standing specialized outpatient clinic | 1 | General | GB_stGeneral | 1 | 687 | Oximeter, pulse | GB_stOximeterPulse | 613.35 | 1 | 332
24 | TB | 8 | Free-standing specialized outpatient clinic | 1 | General | GB_stGeneral | 1 | 688 | Pacemaker, cardiac, external, invasive | GB_stPacemakerCardiacExternalInvasive | 1840 | 2 | 334
24 | TB | 8 | Free-standing specialized outpatient clinic | 1 | General | GB_stGeneral | 1 | 689 | Pachometer | GB_stPachometer | 8324.22 | 1 | 335
24 | TB | 8 | Free-standing specialized outpatient clinic | 1 | General | GB_stGeneral | 1 | 690 | Patient chamber, hyperbaric | GB_stPatientChamberHyperbaric | 15000 | 1 | 337
24 | TB | 8 | Free-standing specialized outpatient clinic | 1 | General | GB_stGeneral | 1 | 691 | Patient data recorder, long-term, electrocardiographic | GB_stPatientDataRecorderLongTermElectrocardiographic | 1000 | 1 | 338
24 | TB | 8 | Free-standing specialized outpatient clinic | 1 | General | GB_stGeneral | 1 | 692 | Patient data recorder, pneumotachographic | GB_stPatientDataRecorderPneumotachographic | 1250 | 2 | 339
24 | TB | 8 | Free-standing specialized outpatient clinic | 1 | General | GB_stGeneral | 1 | 693 | Patient monitor, central | GB_stPatientMonitorCentral | 240181.64 | 6 | 340
24 | TB | 8 | Free-standing specialized outpatient clinic | 1 | General | GB_stGeneral | 1 | 694 | Patient monitor, electrocardiographic | GB_stPatientMonitorElectrocardiographic | 8206.3 | 27 | 341
24 | TB | 8 | Free-standing specialized outpatient clinic | 1 | General | GB_stGeneral | 1 | 695 | Patient monitoring system module, blood pressure, invasive | GB_stPatientMonitSystemModuleBloodPressureInvasive | 16217.93 | 10 | 343
24 | TB | 8 | Free-standing specialized outpatient clinic | 1 | General | GB_stGeneral | 1 | 696 | Patient monitoring system module, blood pressure, noninvasive | GB_stPatientMonitSystemModuleBloodPressureNoninvasive | 16217.93 | 11 | 344
24 | TB | 8 | Free-standing specialized outpatient clinic | 1 | General | GB_stGeneral | 1 | 697 | Patient monitoring system module, cardiac output | GB_stPatientMonitSystemModuleCardiacOutput | 3000 | 2 | 345
24 | TB | 8 | Free-standing specialized outpatient clinic | 1 | General | GB_stGeneral | 1 | 698 | Patient monitoring system module, electrocardiographic/respiratory | GB_stPatientMonitSystemModuleElectrocardiographicRespiratory | 3000 | 10 | 346
24 | TB | 8 | Free-standing specialized outpatient clinic | 1 | General | GB_stGeneral | 1 | 699 | Patient monitoring system module, pulse oximetry | GB_stPatientMonitSystemModulePulseOximetry | 3000 | 16 | 347
24 | TB | 8 | Free-standing specialized outpatient clinic | 1 | General | GB_stGeneral | 1 | 700 | Patient monitoring system module, temperature | GB_stPatientMonitSystemModuleTemp | 3000 | 10 | 348
24 | TB | 8 | Free-standing specialized outpatient clinic | 1 | General | GB_stGeneral | 1 | 701 | Patient monitoring system, cardiotocograph | GB_stPatientMonitSystemCardiotocograph | 7644.78 | 2 | 349
24 | TB | 8 | Free-standing specialized outpatient clinic | 1 | General | GB_stGeneral | 1 | 702 | Patient monitoring system, neonatal | GB_stPatientMonitSystemNeonatal | 2119.27 | 4 | 351
24 | TB | 8 | Free-standing specialized outpatient clinic | 1 | General | GB_stGeneral | 1 | 703 | Patient monitoring system, transportable | GB_stPatientMonitSystemTransportable | 9351.2 | 6 | 352
24 | TB | 8 | Free-standing specialized outpatient clinic | 1 | General | GB_stGeneral | 1 | 704 | Patient-height measurer | GB_stPatientHeightMeasurer | 562.44 | 22 | 354
24 | TB | 8 | Free-standing specialized outpatient clinic | 1 | General | GB_stGeneral | 1 | 705 | Phacoemulsification system generator | GB_stPhacoemulsificationSystemGenerator | 5000 | 1 | 358
24 | TB | 8 | Free-standing specialized outpatient clinic | 1 | General | GB_stGeneral | 1 | 706 | Phantom, diagnostic imaging, x-ray, CT, test object | GB_stPhantomDiagImagingXRayCtTestObject | 750 | 1 | 359
24 | TB | 8 | Free-standing specialized outpatient clinic | 1 | General | GB_stGeneral | 1 | 707 | Phantom, radionuclide, brachytherapy, test object | GB_stPhantomRadionuclideBrachytherapyTestObject | 0 | 1 | 360
24 | TB | 8 | Free-standing specialized outpatient clinic | 1 | General | GB_stGeneral | 1 | 708 | Phantom, therapeutic radiation, multi-modality, test object | GB_stPhantomTherapeuticRadiationMultiModalityTestObject | 500 | 1 | 361
24 | TB | 8 | Free-standing specialized outpatient clinic | 1 | General | GB_stGeneral | 1 | 709 | Picture archiving and communication system, endoscopy | GB_stPictureArcHIVingCommSystemEndoscopy | 8500 | 1 | 362
24 | TB | 8 | Free-standing specialized outpatient clinic | 1 | General | GB_stGeneral | 1 | 710 | Picture archiving and communication system, radiology | GB_stPictureArcHIVingCommSystemRadiology | 500000 | 1 | 363
24 | TB | 8 | Free-standing specialized outpatient clinic | 1 | General | GB_stGeneral | 1 | 711 | Plasma thawing unit | GB_stPlasmaThawingUnit | 750 | 1 | 370
24 | TB | 8 | Free-standing specialized outpatient clinic | 1 | General | GB_stGeneral | 1 | 712 | Printer, video | GB_stPrinterVideo | 176.78 | 1 | 374
24 | TB | 8 | Free-standing specialized outpatient clinic | 1 | General | GB_stGeneral | 1 | 713 | Proctoscope | GB_stProctoscope | 51541.53 | 1 | 375
24 | TB | 8 | Free-standing specialized outpatient clinic | 1 | General | GB_stGeneral | 1 | 714 | Pump, general-purpose | GB_stPumpGeneralPurpose | 1500 | 1 | 378
24 | TB | 8 | Free-standing specialized outpatient clinic | 1 | General | GB_stGeneral | 1 | 715 | Rack, apron, radiation protection | GB_stRackApronRadiationProtection | 673.64 | 6 | 379
24 | TB | 8 | Free-standing specialized outpatient clinic | 1 | General | GB_stGeneral | 1 | 716 | Rack, bedpan | GB_stRackBedpan | 623.66 | 10 | 380
24 | TB | 8 | Free-standing specialized outpatient clinic | 1 | General | GB_stGeneral | 1 | 717 | Rack, patient record | GB_stRackPatientRecord | 289.65 | 8 | 381
24 | TB | 8 | Free-standing specialized outpatient clinic | 1 | General | GB_stGeneral | 1 | 718 | Rack, test tube | GB_stRackTestTube | 6.67 | 1 | 382
24 | TB | 8 | Free-standing specialized outpatient clinic | 1 | General | GB_stGeneral | 1 | 719 | Radiation survey meter, Geiger-Muller counter | GB_stRadiationSurveyMeterGeigerMullerCounter | 500 | 1 | 387
24 | TB | 8 | Free-standing specialized outpatient clinic | 1 | General | GB_stGeneral | 1 | 720 | Radiation survey meter, ionization chamber | GB_stRadiationSurveyMeterIonizationChamber | 700 | 1 | 388
24 | TB | 8 | Free-standing specialized outpatient clinic | 1 | General | GB_stGeneral | 1 | 721 | Radiographic film processor, automatic, darkroom | GB_stRadiographicFilmProcessorAutomaticDarkroom | 3500 | 1 | 389
24 | TB | 8 | Free-standing specialized outpatient clinic | 1 | General | GB_stGeneral | 1 | 722 | Radionuclide system, diagnostic, bone absorptiometer | GB_stRadionuclideSystemDiagBoneAbsorptiometer | 271584.3 | 1 | 392
24 | TB | 8 | Free-standing specialized outpatient clinic | 1 | General | GB_stGeneral | 1 | 723 | Rail, side-support, bed | GB_stRailSideSuppBed | 0 | 5 | 394
24 | TB | 8 | Free-standing specialized outpatient clinic | 1 | General | GB_stGeneral | 1 | 724 | Recorder, compact disk | GB_stRecorderCompactDisk | 166 | 1 | 395
24 | TB | 8 | Free-standing specialized outpatient clinic | 1 | General | GB_stGeneral | 1 | 725 | Refractometer, <specify> | GB_stRefractometerSpecify | 700 | 1 | 398
24 | TB | 8 | Free-standing specialized outpatient clinic | 1 | General | GB_stGeneral | 1 | 726 | Refractor, ophthalmic | GB_stRefractorOphthalmic | 850 | 1 | 399
24 | TB | 8 | Free-standing specialized outpatient clinic | 1 | General | GB_stGeneral | 1 | 727 | Refrigerator, blood | GB_stRefrigeratorBlood | 10482.48 | 3 | 403
24 | TB | 8 | Free-standing specialized outpatient clinic | 1 | General | GB_stGeneral | 1 | 728 | Refrigerator, laboratory | GB_stRefrigeratorLab | 7522.92 | 12 | 404
24 | TB | 8 | Free-standing specialized outpatient clinic | 1 | General | GB_stGeneral | 1 | 729 | Refrigerator, morgue | GB_stRefrigeratorMorgue | 0 | 1 | 405
24 | TB | 8 | Free-standing specialized outpatient clinic | 1 | General | GB_stGeneral | 1 | 730 | Refrigerator, pharmacy | GB_stRefrigeratorPharmacy | 7522.92 | 16 | 406
24 | TB | 8 | Free-standing specialized outpatient clinic | 1 | General | GB_stGeneral | 1 | 731 | Resuscitator, pulmonary, manually-operated, reusable | GB_stResuscitatorPulmManuallyOperatedReusable | 211.1 | 6 | 407
24 | TB | 8 | Free-standing specialized outpatient clinic | 1 | General | GB_stGeneral | 1 | 732 | Retinoscope | GB_stRetinoscope | 952.95 | 1 | 408
24 | TB | 8 | Free-standing specialized outpatient clinic | 1 | General | GB_stGeneral | 1 | 733 | Retractor, eye | GB_stRetractorEye | 0 | 1 | 409
24 | TB | 8 | Free-standing specialized outpatient clinic | 1 | General | GB_stGeneral | 1 | 734 | Rhino-laryngoscope, rigid | GB_stRhinoLaryngoscopeRigid | 36350.04 | 1 | 410
24 | TB | 8 | Free-standing specialized outpatient clinic | 1 | General | GB_stGeneral | 1 | 735 | Saw, autopsy, manually-operated | GB_stSawAutopsyManuallyOperated | 9315.34 | 1 | 415
24 | TB | 8 | Free-standing specialized outpatient clinic | 1 | General | GB_stGeneral | 1 | 736 | Saw, pneumatically powered | GB_stSawPneumaticallyPowered | 9315.34 | 1 | 416
24 | TB | 8 | Free-standing specialized outpatient clinic | 1 | General | GB_stGeneral | 1 | 737 | Saw, surgical, gas-powered | GB_stSawSurgicalGasPowered | 9315.34 | 1 | 417
24 | TB | 8 | Free-standing specialized outpatient clinic | 1 | General | GB_stGeneral | 1 | 738 | Saw, surgical, manually-operated, rigid | GB_stSawSurgicalManuallyOperatedRigid | 9315.34 | 1 | 418
24 | TB | 8 | Free-standing specialized outpatient clinic | 1 | General | GB_stGeneral | 1 | 739 | Scale, autopsy | GB_stScaleAutopsy | 232.35 | 1 | 419
24 | TB | 8 | Free-standing specialized outpatient clinic | 1 | General | GB_stGeneral | 1 | 740 | Scale, patient, bed | GB_stScalePatientBed | 20069.59 | 9 | 420
24 | TB | 8 | Free-standing specialized outpatient clinic | 1 | General | GB_stGeneral | 1 | 741 | Scale, patient, chair | GB_stScalePatientChair | 562.44 | 3 | 421
24 | TB | 8 | Free-standing specialized outpatient clinic | 1 | General | GB_stGeneral | 1 | 742 | Scale, patient, floor | GB_stScalePatientFloor | 733.8 | 28 | 422
24 | TB | 8 | Free-standing specialized outpatient clinic | 1 | General | GB_stGeneral | 1 | 743 | Scale, patient, infant | GB_stScalePatientInfant | 270.98 | 8 | 423
24 | TB | 8 | Free-standing specialized outpatient clinic | 1 | General | GB_stGeneral | 1 | 744 | Scale, precision, electronic | GB_stScalePrecisionElectronic | 232.35 | 6 | 424
24 | TB | 8 | Free-standing specialized outpatient clinic | 1 | General | GB_stGeneral | 1 | 745 | Screen, anaesthesia | GB_stScreenAnaesthesia | 137321.39 | 4 | 426
24 | TB | 8 | Free-standing specialized outpatient clinic | 1 | General | GB_stGeneral | 1 | 746 | Screen, bedside | GB_stScreenBedside | 195.95 | 43 | 427
24 | TB | 8 | Free-standing specialized outpatient clinic | 1 | General | GB_stGeneral | 1 | 747 | Sealing unit, packaging | GB_stSealingUnitPackaging | 800 | 5 | 429
24 | TB | 8 | Free-standing specialized outpatient clinic | 1 | General | GB_stGeneral | 1 | 748 | Shaker, laboratory | GB_stShakerLab | 3293.56 | 7 | 432
24 | TB | 8 | Free-standing specialized outpatient clinic | 1 | General | GB_stGeneral | 1 | 749 | Shield, radiation, apron | GB_stShieldRadiationApron | 251.01 | 6 | 436
24 | TB | 8 | Free-standing specialized outpatient clinic | 1 | General | GB_stGeneral | 1 | 750 | Shield, radiation, collar | GB_stShieldRadiationCollar | 50.59 | 6 | 437
24 | TB | 8 | Free-standing specialized outpatient clinic | 1 | General | GB_stGeneral | 1 | 751 | Shield, radiation, eye, spectacles | GB_stShieldRadiationEyeSpectacles | 0 | 6 | 439
24 | TB | 8 | Free-standing specialized outpatient clinic | 1 | General | GB_stGeneral | 1 | 752 | Shield, radiation, gonadal | GB_stShieldRadiationGonadal | 115.85 | 6 | 440
24 | TB | 8 | Free-standing specialized outpatient clinic | 1 | General | GB_stGeneral | 1 | 753 | Shield, radiation, hand, glove | GB_stShieldRadiationHandGlove | 345.37 | 6 | 441
24 | TB | 8 | Free-standing specialized outpatient clinic | 1 | General | GB_stGeneral | 1 | 754 | Sigmoidoscope, rigid | GB_stSigmoidoscopeRigid | 51541.53 | 1 | 443
24 | TB | 8 | Free-standing specialized outpatient clinic | 1 | General | GB_stGeneral | 1 | 755 | Simulator, radiation therapy | GB_stSimulatorRadiationTherapy | 1036914.29 | 1 | 444
24 | TB | 8 | Free-standing specialized outpatient clinic | 1 | General | GB_stGeneral | 1 | 756 | Slide stainer | GB_stSlideStainer | 54.32 | 2 | 446
24 | TB | 8 | Free-standing specialized outpatient clinic | 1 | General | GB_stGeneral | 1 | 757 | Sphygmomanometer, aneroid | GB_stSphygmomanometerAneroid | 147.35 | 71 | 448
24 | TB | 8 | Free-standing specialized outpatient clinic | 1 | General | GB_stGeneral | 1 | 758 | Spirometer, diagnostic | GB_stSpirometerDiag | 800 | 2 | 449
24 | TB | 8 | Free-standing specialized outpatient clinic | 1 | General | GB_stGeneral | 1 | 759 | Stereotactic biopsy system, mammography | GB_stStereotacticBiopsySystemMammography | 14000 | 1 | 459
24 | TB | 8 | Free-standing specialized outpatient clinic | 1 | General | GB_stGeneral | 1 | 760 | Sterilizer, gas, formaldehyde | GB_stSterilizerGasFormaldehyde | 0 | 2 | 463
24 | TB | 8 | Free-standing specialized outpatient clinic | 1 | General | GB_stGeneral | 1 | 761 | Sterilizer, gas, plasma | GB_stSterilizerGasPlasma | 178681.29 | 1 | 464
24 | TB | 8 | Free-standing specialized outpatient clinic | 1 | General | GB_stGeneral | 1 | 762 | Sterilizer, moist heat, unwrapped device | GB_stSterilizerMoistHeatUnwrappedDevice | 49743.63 | 8 | 465
24 | TB | 8 | Free-standing specialized outpatient clinic | 1 | General | GB_stGeneral | 1 | 763 | Stethoscope, foetal | GB_stStethoscopeFoetal | 64.12 | 5 | 466
24 | TB | 8 | Free-standing specialized outpatient clinic | 1 | General | GB_stGeneral | 1 | 764 | Stethoscope, mechanical | GB_stStethoscopeMechanical | 64.08 | 72 | 467
24 | TB | 8 | Free-standing specialized outpatient clinic | 1 | General | GB_stGeneral | 1 | 765 | Stimulator, electrical, analgesic, brain | GB_stStimulatorElectricalAnalgesicBrain | 15000 | 1 | 468
24 | TB | 8 | Free-standing specialized outpatient clinic | 1 | General | GB_stGeneral | 1 | 766 | Stimulator, electrical, analgesic, peripheral nerve, transcutaneous | GB_stStimulatorElectricalAnalgesicPeripheralNerveTranscutaneous | 2588.36 | 1 | 469
24 | TB | 8 | Free-standing specialized outpatient clinic | 1 | General | GB_stGeneral | 1 | 767 | Stool, general-purpose | GB_stStoolGeneralPurpose | 23.1 | 61 | 470
24 | TB | 8 | Free-standing specialized outpatient clinic | 1 | General | GB_stGeneral | 1 | 768 | Stress exercise monitoring system, cardiac | GB_stStressExerciseMonitSystemCardiac | 35629.07 | 1 | 477
24 | TB | 8 | Free-standing specialized outpatient clinic | 1 | General | GB_stGeneral | 1 | 769 | Stretcher, general-purpose | GB_stStretcherGeneralPurpose | 2460.53 | 9 | 478
24 | TB | 8 | Free-standing specialized outpatient clinic | 1 | General | GB_stGeneral | 1 | 770 | Stretcher, hospital | GB_stStretcherHospital | 2460.53 | 14 | 479
24 | TB | 8 | Free-standing specialized outpatient clinic | 1 | General | GB_stGeneral | 1 | 771 | Stretcher, orthopaedic | GB_stStretcherOrthopaedic | 2460.53 | 1 | 480
24 | TB | 8 | Free-standing specialized outpatient clinic | 1 | General | GB_stGeneral | 1 | 772 | Stretcher, radiographic | GB_stStretcherRadiographic | 8499.35 | 2 | 481
24 | TB | 8 | Free-standing specialized outpatient clinic | 1 | General | GB_stGeneral | 1 | 773 | Suction system, general-purpose, electrically-powered | GB_stSuctionSystemGeneralPurposeElectricallyPowered | 3886.16 | 31 | 484
24 | TB | 8 | Free-standing specialized outpatient clinic | 1 | General | GB_stGeneral | 1 | 774 | Suction system, low pressure | GB_stSuctionSystemLowPressure | 3886.16 | 12 | 485
24 | TB | 8 | Free-standing specialized outpatient clinic | 1 | General | GB_stGeneral | 1 | 775 | Table, birthing | GB_stTableBirthing | 45133.75 | 3 | 487
24 | TB | 8 | Free-standing specialized outpatient clinic | 1 | General | GB_stGeneral | 1 | 776 | Table, examination/treatment, general-purpose | GB_stTableExaminationTreatGeneralPurpose | 2024.99 | 16 | 488
24 | TB | 8 | Free-standing specialized outpatient clinic | 1 | General | GB_stGeneral | 1 | 777 | Table, examination/treatment, gynaecological | GB_stTableExaminationTreatGynaecological | 781.84 | 7 | 489
24 | TB | 8 | Free-standing specialized outpatient clinic | 1 | General | GB_stGeneral | 1 | 778 | Table, instrument | GB_stTableInstrument | 133.16 | 68 | 490
24 | TB | 8 | Free-standing specialized outpatient clinic | 1 | General | GB_stGeneral | 1 | 779 | Table, operating-room, electrical | GB_stTableOperatingRoomElectrical | 35139.83 | 4 | 493
24 | TB | 8 | Free-standing specialized outpatient clinic | 1 | General | GB_stGeneral | 1 | 780 | Table, operation, orthopaedic | GB_stTableOperationOrthopaedic | 0 | 2 | 495
24 | TB | 8 | Free-standing specialized outpatient clinic | 1 | General | GB_stGeneral | 1 | 781 | Table, over-bed | GB_stTableOverBed | 612.69 | 8 | 496
24 | TB | 8 | Free-standing specialized outpatient clinic | 1 | General | GB_stGeneral | 1 | 782 | Table, proctological | GB_stTableProctological | 996 | 1 | 498
24 | TB | 8 | Free-standing specialized outpatient clinic | 1 | General | GB_stGeneral | 1 | 783 | Table, urological | GB_stTableUrological | 781.84 | 1 | 500
24 | TB | 8 | Free-standing specialized outpatient clinic | 1 | General | GB_stGeneral | 1 | 784 | Table, x-ray system, diagnostic, fluoroscopy, powered | GB_stTableXRaySystemDiagFluoroscopyPowered | 2024.99 | 1 | 501
24 | TB | 8 | Free-standing specialized outpatient clinic | 1 | General | GB_stGeneral | 1 | 785 | Telemetry system receiver, electrocardiograph | GB_stTelemetrySystemReceiverElectrocardiograph | 119497.09 | 1 | 508
24 | TB | 8 | Free-standing specialized outpatient clinic | 1 | General | GB_stGeneral | 1 | 786 | Telemetry system transmitter, electrocardiograph | GB_stTelemetrySystemTransmitterElectrocardiograph | 119497.09 | 2 | 509
24 | TB | 8 | Free-standing specialized outpatient clinic | 1 | General | GB_stGeneral | 1 | 787 | Television set | GB_stTelevisionSet | 28.97 | 2 | 510
24 | TB | 8 | Free-standing specialized outpatient clinic | 1 | General | GB_stGeneral | 1 | 788 | Tent, oxygen | GB_stTentOxygen | 116.2 | 2 | 511
24 | TB | 8 | Free-standing specialized outpatient clinic | 1 | General | GB_stGeneral | 1 | 789 | Thermometer holder | GB_stThermometerHolder | 9.13 | 9 | 516
24 | TB | 8 | Free-standing specialized outpatient clinic | 1 | General | GB_stGeneral | 1 | 790 | Thermometer, electronic | GB_stThermometerElectronic | 389.03 | 26 | 517
24 | TB | 8 | Free-standing specialized outpatient clinic | 1 | General | GB_stGeneral | 1 | 791 | Thermometer, infrared, ear | GB_stThermometerInfraredEar | 550 | 1 | 518
24 | TB | 8 | Free-standing specialized outpatient clinic | 1 | General | GB_stGeneral | 1 | 792 | Thermometer, laboratory | GB_stThermometerLab | 58.76 | 4 | 519
24 | TB | 8 | Free-standing specialized outpatient clinic | 1 | General | GB_stGeneral | 1 | 793 | Timer, electronic | GB_stTimerElectronic | 43.91 | 3 | 528
24 | TB | 8 | Free-standing specialized outpatient clinic | 1 | General | GB_stGeneral | 1 | 794 | Tissue processor | GB_stTissueProcessor | 32784.2 | 1 | 532
24 | TB | 8 | Free-standing specialized outpatient clinic | 1 | General | GB_stGeneral | 1 | 795 | Tonometer, ophthalmic | GB_stTonometerOphthalmic | 4907.56 | 1 | 535
24 | TB | 8 | Free-standing specialized outpatient clinic | 1 | General | GB_stGeneral | 1 | 796 | Tourniquet, pneumatic | GB_stTourniquetPneumatic | 2000 | 1 | 536
24 | TB | 8 | Free-standing specialized outpatient clinic | 1 | General | GB_stGeneral | 1 | 797 | Training aid, physical, standing frame | GB_stTrainAidPhysicalStandingFrame | 0 | 1 | 537
24 | TB | 8 | Free-standing specialized outpatient clinic | 1 | General | GB_stGeneral | 1 | 798 | Transducer assembly, ultrasound, diagnostic, extracorporeal, mounted | GB_stTransducerAssemblyUltrasoundDiagExtracorporealMounted | 0 | 1 | 538
24 | TB | 8 | Free-standing specialized outpatient clinic | 1 | General | GB_stGeneral | 1 | 799 | Trolley, resuscitation | GB_stTrolleyResuscitation | 17856.31 | 23 | 543
24 | TB | 8 | Free-standing specialized outpatient clinic | 1 | General | GB_stGeneral | 1 | 800 | Trolley, general-purpose | GB_stTrolleyGeneralPurpose | 323.72 | 22 | 544
24 | TB | 8 | Free-standing specialized outpatient clinic | 1 | General | GB_stGeneral | 1 | 801 | Trolley, instrument | GB_stTrolleyInstrument | 142.16 | 11 | 545
24 | TB | 8 | Free-standing specialized outpatient clinic | 1 | General | GB_stGeneral | 1 | 802 | Trolley, isolation | GB_stTrolleyIsolation | 214.8 | 1 | 546
24 | TB | 8 | Free-standing specialized outpatient clinic | 1 | General | GB_stGeneral | 1 | 803 | Trolley, linen/laundry | GB_stTrolleyLinenLaundry | 52.79 | 16 | 547
24 | TB | 8 | Free-standing specialized outpatient clinic | 1 | General | GB_stGeneral | 1 | 804 | Trolley, medication | GB_stTrolleyMedication | 214.8 | 8 | 548
24 | TB | 8 | Free-standing specialized outpatient clinic | 1 | General | GB_stGeneral | 1 | 805 | Trolley, mortuary | GB_stTrolleyMortuary | 1447.21 | 2 | 549
24 | TB | 8 | Free-standing specialized outpatient clinic | 1 | General | GB_stGeneral | 1 | 806 | Ultrasound system, imaging, cardiovascular | GB_stUltrasoundSystemImagingCardiovascular | 311468.47 | 1 | 551
24 | TB | 8 | Free-standing specialized outpatient clinic | 1 | General | GB_stGeneral | 1 | 807 | Ultrasound system, imaging, general-purpose | GB_stUltrasoundSystemImagingGeneralPurpose | 54316.86 | 3 | 552
24 | TB | 8 | Free-standing specialized outpatient clinic | 1 | General | GB_stGeneral | 1 | 808 | Ultrasound system, imaging, obstetric/gynaecological | GB_stUltrasoundSystemImagingObstetricGynaecological | 10000 | 3 | 553
24 | TB | 8 | Free-standing specialized outpatient clinic | 1 | General | GB_stGeneral | 1 | 809 | Ultrasound system, imaging, ophthalmic | GB_stUltrasoundSystemImagingOphthalmic | 4000 | 1 | 554
24 | TB | 8 | Free-standing specialized outpatient clinic | 1 | General | GB_stGeneral | 1 | 810 | Ultrasound system, non-imaging, Doppler blood-flow measurement | GB_stUltrasoundSystemNonImagingDopplerBloodFlowMeasurement | 751.83 | 1 | 555
24 | TB | 8 | Free-standing specialized outpatient clinic | 1 | General | GB_stGeneral | 1 | 811 | Utility supply system, dental treatment | GB_stUtilitySupplySystemDentalTreat | 2172.67 | 1 | 558
24 | TB | 8 | Free-standing specialized outpatient clinic | 1 | General | GB_stGeneral | 1 | 812 | Ventilator, adult | GB_stVentilatorAdult | 37167.35 | 5 | 560
24 | TB | 8 | Free-standing specialized outpatient clinic | 1 | General | GB_stGeneral | 1 | 813 | Ventilator, neonatal/paediatric | GB_stVentilatorNeonatalPaediatric | 37167.35 | 6 | 562
24 | TB | 8 | Free-standing specialized outpatient clinic | 1 | General | GB_stGeneral | 1 | 814 | Ventilator, transportable | GB_stVentilatorTransportable | 38609.93 | 1 | 563
24 | TB | 8 | Free-standing specialized outpatient clinic | 1 | General | GB_stGeneral | 1 | 815 | View box, diagnostic imaging, non-motorized | GB_stViewBoxDiagImagingNonMotorized | 63.59 | 1 | 564
24 | TB | 8 | Free-standing specialized outpatient clinic | 1 | General | GB_stGeneral | 1 | 816 | View box, x-ray | GB_stViewBoxXRay | 63.59 | 27 | 565
24 | TB | 8 | Free-standing specialized outpatient clinic | 1 | General | GB_stGeneral | 1 | 817 | Washer, decontamination, utensil | GB_stWasherDecontaminationUtensil | 38799.65 | 2 | 567
24 | TB | 8 | Free-standing specialized outpatient clinic | 1 | General | GB_stGeneral | 1 | 818 | Washer, decontamination/sanitizing | GB_stWasherDecontaminationSanitizing | 38799.65 | 11 | 568
24 | TB | 8 | Free-standing specialized outpatient clinic | 1 | General | GB_stGeneral | 1 | 819 | Waste disposal unit, cytotoxic | GB_stWasteDisposalUnitCytotoxic | 3.13 | 12 | 569
24 | TB | 8 | Free-standing specialized outpatient clinic | 1 | General | GB_stGeneral | 1 | 820 | Waste disposal unit, sharp | GB_stWasteDisposalUnitSharp | 5.27 | 68 | 571
24 | TB | 8 | Free-standing specialized outpatient clinic | 1 | General | GB_stGeneral | 1 | 821 | Water jet pistol | GB_stWaterJetPistol | 334.17 | 2 | 575
24 | TB | 8 | Free-standing specialized outpatient clinic | 1 | General | GB_stGeneral | 1 | 822 | Water purification filter, charcoal | GB_stWaterPurificationFilterCharcoal | 0 | 1 | 576
24 | TB | 8 | Free-standing specialized outpatient clinic | 1 | General | GB_stGeneral | 1 | 823 | Water purification filter, particulate | GB_stWaterPurificationFilterParticulate | 0 | 1 | 577
24 | TB | 8 | Free-standing specialized outpatient clinic | 1 | General | GB_stGeneral | 1 | 824 | Water purification system, reverse osmosis | GB_stWaterPurificationSystemReverseOsmosis | 290.5 | 1 | 578
24 | TB | 8 | Free-standing specialized outpatient clinic | 1 | General | GB_stGeneral | 1 | 825 | Water purification system, ultraviolet | GB_stWaterPurificationSystemUltraviolet | 500 | 1 | 579
24 | TB | 8 | Free-standing specialized outpatient clinic | 1 | General | GB_stGeneral | 1 | 826 | Wheelchair, attendant driven, collapsible | GB_stWheelchairAttendantDrivenCollapsible | 268.68 | 11 | 581
24 | TB | 8 | Free-standing specialized outpatient clinic | 1 | General | GB_stGeneral | 1 | 827 | Workstation, diagnostic x-ray system | GB_stWorkstationDiagXRaySystem | 12058.34 | 1 | 584
24 | TB | 8 | Free-standing specialized outpatient clinic | 1 | General | GB_stGeneral | 1 | 828 | X-ray compression device, mammography | GB_stXRayCompressionDeviceMammography | 490738.97 | 1 | 588
24 | TB | 8 | Free-standing specialized outpatient clinic | 1 | General | GB_stGeneral | 1 | 829 | X-ray generator, diagnostic, mobile | GB_stXRayGeneratorDiagMobile | 20000 | 5 | 589
24 | TB | 8 | Free-standing specialized outpatient clinic | 1 | General | GB_stGeneral | 1 | 830 | X-ray system, diagnostic, computed tomography, full-body | GB_stXRaySystemDiagComputedTomographyFullBody | 1036913.54 | 1 | 591
24 | TB | 8 | Free-standing specialized outpatient clinic | 1 | General | GB_stGeneral | 1 | 831 | X-ray system, diagnostic, fluoroscopic, general-purpose, portable, digital | GB_stXRaySystemDiagFluoroscopicGeneralPurposePortableDigital | 206404.07 | 1 | 593
24 | TB | 8 | Free-standing specialized outpatient clinic | 1 | General | GB_stGeneral | 1 | 832 | X-ray system, diagnostic, fluoroscopic, general-purpose, stationary, digital | GB_stXRaySystemDiagFluoroscopicGeneralPurposeStationaryDigital | 0 | 1 | 594
24 | TB | 8 | Free-standing specialized outpatient clinic | 1 | General | GB_stGeneral | 1 | 833 | X-ray system, diagnostic, general-purpose, stationary, digital | GB_stXRaySystemDiagGeneralPurposeStationaryDigital | 25000 | 1 | 596
24 | TB | 8 | Free-standing specialized outpatient clinic | 1 | General | GB_stGeneral | 1 | 834 | X-ray system, diagnostic, mammographic, stationary, digital | GB_stXRaySystemDiagMammographicStationaryDigital | 50000 | 1 | 597
24 | TB | 8 | Free-standing specialized outpatient clinic | 1 | General | GB_stGeneral | 1 | 835 | TB Laboratory Equipment - Microscopy | GB_stTBLabEquipmentMicroscopy | 0 | 0 | 505
24 | TB | 8 | Free-standing specialized outpatient clinic | 1 | General | GB_stGeneral | 1 | 836 | Standard reaction tubes with O-ring, 1.5 ml, 1000 per pack | GB_stStandardReactionTubesORing15Ml1000PerPack | 177.62 | 10 | 453
24 | TB | 8 | Free-standing specialized outpatient clinic | 1 | General | GB_stGeneral | 1 | 837 | Standard reaction tubes with O-ring, 2 ml, 1000 per pack | GB_stStandardReactionTubesORing2Ml1000PerPack | 177.62 | 10 | 454
24 | TB | 8 | Free-standing specialized outpatient clinic | 1 | General | GB_stGeneral | 1 | 838 | Cryo-vial, sterile with cap, 2 ml, with outer winding; pack of 1000 | GB_stCryoVialSterileCap2MlOuterWindingPack1000 | 245.93 | 3 | 120
24 | TB | 8 | Free-standing specialized outpatient clinic | 1 | General | GB_stGeneral | 1 | 839 | Cryo-tags, sized to fit for use on cryo-tubes, rolls of 1000 | GB_stCryoTagsSizedFitUseCryoTubesRolls1000Commas | 57.38 | 3 | 119
24 | TB | 8 | Free-standing specialized outpatient clinic | 1 | General | GB_stGeneral | 1 | 840 | PCR tubes, 0.2 ml with attached caps, sterile, DNAse- RNAse-free, 1000 per pack | GB_stPcrTubes02MlAttachedCapsSterileDnaseRnaseFree1000PerPack | 116.14 | 10 | 355
24 | TB | 8 | Free-standing specialized outpatient clinic | 1 | General | GB_stGeneral | 1 | 841 | DNAse-/RNAse-free TIPS, for pipettes 0.1 - 10 �l, 10 boxes at 96 per pack | GB_stDnaseRnaseFreeTipsPipettes0110L10Boxes96PerPack | 88.81 | 10 | 151
24 | TB | 8 | Free-standing specialized outpatient clinic | 1 | General | GB_stGeneral | 1 | 842 | DNAse-/RNAse-free TIPS, for pipettes 1 - 20 �l, 10 boxes at 96 per pack | GB_stDnaseRnaseFreeTipsPipettes120L10Boxes96PerPack | 88.81 | 40 | 152
24 | TB | 8 | Free-standing specialized outpatient clinic | 1 | General | GB_stGeneral | 1 | 843 | DNAse-/RNAse-free TIPS, for pipettes 10 - 100 �l, 10 boxes at 96 per pack | GB_stDnaseRnaseFreeTipsPipettes10100L10Boxes96PerPack | 88.81 | 20 | 153
24 | TB | 8 | Free-standing specialized outpatient clinic | 1 | General | GB_stGeneral | 1 | 844 | DNAse-/RNAse-free TIPS, for pipettes 20 - 200 �l, 10 boxes at 96 per pack | GB_stDnaseRnaseFreeTipsPipettes20200L10Boxes96PerPack | 81.98 | 10 | 154
24 | TB | 8 | Free-standing specialized outpatient clinic | 1 | General | GB_stGeneral | 1 | 845 | TIPS, PE, for pipettes 0.5 - 10 �l, 1000 per pack | GB_stTipsPePipettes0510L1000PerPack | 19.13 | 10 | 529
24 | TB | 8 | Free-standing specialized outpatient clinic | 1 | General | GB_stGeneral | 1 | 846 | TIPS, PE, for pipettes 1 - 200 �l, 1000 per pack | GB_stTipsPePipettes1200L1000PerPack | 21.86 | 5 | 530
24 | TB | 8 | Free-standing specialized outpatient clinic | 1 | General | GB_stGeneral | 1 | 847 | TIPS, PE, for pipettes 100 - 1000 �l , 1000 per pack | GB_stTipsPePipettes1001000L1000PerPack | 19.13 | 5 | 531
24 | TB | 8 | Free-standing specialized outpatient clinic | 1 | General | GB_stGeneral | 1 | 848 | Pasteur-pipettes, plastic, sterile, 1.5ml, 500 per pack | GB_stPasteurPipettesPlasticSterile15Ml500PerPack | 54.65 | 30 | 336
24 | TB | 8 | Free-standing specialized outpatient clinic | 1 | General | GB_stGeneral | 1 | 849 | Combitips for Multipette 5 ml, 100 pieces/pack | GB_stCombitipsMultipette5Ml100PiecesPack | 109.3 | 3 | 111
24 | TB | 8 | Free-standing specialized outpatient clinic | 1 | General | GB_stGeneral | 1 | 850 | Combitips for Multipette 10 ml, 100 pieces/pack | GB_stCombitipsMultipette10Ml100PiecesPack | 109.3 | 3 | 110
24 | TB | 8 | Free-standing specialized outpatient clinic | 1 | General | GB_stGeneral | 1 | 851 | Plastic bags, disposable PP, 100 pieces per pack | GB_stPlasticBagsDisposablePp100PiecesPerPack | 13.66 | 5 | 371
24 | TB | 8 | Free-standing specialized outpatient clinic | 1 | General | GB_stGeneral | 1 | 852 | Gloves, vinyl, powder free, disposable, size S, 100 per pack | GB_stGlovesVinylPowderFreeDisposableSizeS100PerPack | 16.4 | 60 | 221
24 | TB | 8 | Free-standing specialized outpatient clinic | 1 | General | GB_stGeneral | 1 | 853 | Gloves, vinyl, powder free, disposable, size M, 100 per pack | GB_stGlovesVinylPowderFreeDisposableSizeM100PerPack | 16.4 | 90 | 220
24 | TB | 8 | Free-standing specialized outpatient clinic | 1 | General | GB_stGeneral | 1 | 854 | Gloves, vinyl, powder free, disposable, size L, 100 per pack | GB_stGlovesVinylPowderFreeDisposableSizeL100PerPack | 16.4 | 30 | 216
24 | TB | 8 | Free-standing specialized outpatient clinic | 1 | General | GB_stGeneral | 1 | 855 | Forceps plastic | GB_stForcepsPlastic | 15.03 | 3 | 201
24 | TB | 8 | Free-standing specialized outpatient clinic | 1 | General | GB_stGeneral | 1 | 856 | Bottles, plastic | GB_stBottlesPlastic | 30.06 | 3 | 65
24 | TB | 8 | Free-standing specialized outpatient clinic | 1 | General | GB_stGeneral | 1 | 857 | Marker pen, water resistant | GB_stMarkerPenWaterResist | 6.83 | 3 | 286
24 | TB | 8 | Free-standing specialized outpatient clinic | 1 | General | GB_stGeneral | 1 | 858 | Gloves, nitril, powder free, disposable, size 6-7, 100 per pack | GB_stGlovesNitrilPowderFreeDisposableSize67100PerPack | 19.13 | 10 | 217
24 | TB | 8 | Free-standing specialized outpatient clinic | 1 | General | GB_stGeneral | 1 | 859 | Gloves, nitril, powder free, disposable, size 7-8, 100 per pack | GB_stGlovesNitrilPowderFreeDisposableSize78100PerPack | 20.49 | 5 | 218
24 | TB | 8 | Free-standing specialized outpatient clinic | 1 | General | GB_stGeneral | 1 | 860 | Gloves, nitril, powder free, disposable, size 8-9, 100 per pack | GB_stGlovesNitrilPowderFreeDisposableSize89100PerPack | 21.86 | 2 | 219
24 | TB | 8 | Free-standing specialized outpatient clinic | 1 | General | GB_stGeneral | 1 | 861 | Strips for the rapid detection of resistance to isoniazid and rifampicin, per strip | GB_stStripsRapidDetectionResistIsonRifampPerStrip | 24.59 | 1000 | 482
24 | TB | 8 | Free-standing specialized outpatient clinic | 1 | General | GB_stGeneral | 1 | 862 | Strips for the rapid detection of resistance to isoniazid and rifampicin, per strip | GB_stStripsRapidDetectionResistIsonRifampPerStrip | 3.5 | 1000 | 482
24 | TB | 8 | Free-standing specialized outpatient clinic | 1 | General | GB_stGeneral | 1 | 863 | TB Laboratory Equipment - Molecular tests | GB_stTBLabEquipmentMolecularTests | 0 | 0 | 506
24 | TB | 8 | Free-standing specialized outpatient clinic | 1 | General | GB_stGeneral | 1 | 864 | PCR-Workstation UV | GB_stPcrWorkstationUv | 3142.49 | 1 | 356
24 | TB | 8 | Free-standing specialized outpatient clinic | 1 | General | GB_stGeneral | 1 | 865 | Thermocycler | GB_stThermocycler | 4782.05 | 1 | 515
24 | TB | 8 | Free-standing specialized outpatient clinic | 1 | General | GB_stGeneral | 1 | 866 | Ultrasonic bath | GB_stUltrasonicBath | 1639.56 | 1 | 550
24 | TB | 8 | Free-standing specialized outpatient clinic | 1 | General | GB_stGeneral | 1 | 867 | Thermoshaker for hybridization | GB_stThermoshakerHybridization | 3005.86 | 1 | 520
24 | TB | 8 | Free-standing specialized outpatient clinic | 1 | General | GB_stGeneral | 1 | 868 | Optional 8-channel pipette, 5 - 50 �l | GB_stOpt8ChannelPipette550L | 587.51 | 1 | 322
24 | TB | 8 | Free-standing specialized outpatient clinic | 1 | General | GB_stGeneral | 1 | 869 | Optional 8-channel pipette, 50 - 300 �l | GB_stOpt8ChannelPipette50300L | 587.51 | 1 | 323
24 | TB | 8 | Free-standing specialized outpatient clinic | 1 | General | GB_stGeneral | 1 | 870 | Optional Electrophoresis, horizontal mini gel system | GB_stOptElectrophoresisHorizontalMiniGelSystem | 409.89 | 1 | 324
24 | TB | 8 | Free-standing specialized outpatient clinic | 1 | General | GB_stGeneral | 1 | 871 | Optional Power supply for electrophoresis | GB_stOptPowerSupplyElectrophoresis | 478.21 | 1 | 327
24 | TB | 8 | Free-standing specialized outpatient clinic | 1 | General | GB_stGeneral | 1 | 872 | Optional UV-light illuminator at least 200 x 200 mm window | GB_stOptUvLightIlluminatorLeast200X200MmWindow | 1639.56 | 1 | 328
24 | TB | 8 | Free-standing specialized outpatient clinic | 1 | General | GB_stGeneral | 1 | 873 | Optional Microwave oven, approx. 900 W, inner volume minimum 20 litres | GB_stOptMicrowaveOvenApprox900WInnerVolumeMin20Litres | 819.78 | 1 | 326
24 | TB | 8 | Free-standing specialized outpatient clinic | 1 | General | GB_stGeneral | 1 | 874 | Racks, for tubes 1.5 - 2 ml, 10 mm diameter, at least 20 positions | GB_stRacksTubes152Ml10MmDiameterLeast20Positions | 6.83 | 10 | 386
24 | TB | 8 | Free-standing specialized outpatient clinic | 1 | General | GB_stGeneral | 1 | 875 | Centrifuge for standard reaction tubes | GB_stCentrifugeStandardReactionTubes | 2459.34 | 1 | 89
24 | TB | 8 | Free-standing specialized outpatient clinic | 1 | General | GB_stGeneral | 1 | 876 | Floating rack for 20 seats, diameter 10 mm, 2ml, for ultrasonic bath | GB_stFloatingRack20SeatsDiameter10Mm2MlUltrasonicBath | 9.56 | 2 | 194
24 | TB | 8 | Free-standing specialized outpatient clinic | 1 | General | GB_stGeneral | 1 | 877 | Deep freeze storage box with lid for 2 ml cryovials , autoclavable PP | GB_stDeepFreezeStorageBoxLid2MlCryovialsAutoclavablePp | 10.93 | 10 | 130
24 | TB | 8 | Free-standing specialized outpatient clinic | 1 | General | GB_stGeneral | 1 | 878 | Deep freeze storage box with lid for 0.2ml PCR tubes, autoclavable PP. | GB_stDeepFreezeStorageBoxLid02MlPcrTubesAutoclavablePp | 11.07 | 10 | 129
24 | TB | 8 | Free-standing specialized outpatient clinic | 1 | General | GB_stGeneral | 1 | 879 | 1-channel pipette, variable from 0.5 - 10 �l, | GB_st1ChannelPipetteVariableFrom0510L | 273.26 | 3 | 2
24 | TB | 8 | Free-standing specialized outpatient clinic | 1 | General | GB_stGeneral | 1 | 880 | 1-channel pipette, variable from 10 - 100 �l | GB_st1ChannelPipetteVariableFrom10100L | 273.26 | 4 | 3
24 | TB | 8 | Free-standing specialized outpatient clinic | 1 | General | GB_stGeneral | 1 | 881 | 1-channel pipette, variable from 100 - 1000 �l, | GB_st1ChannelPipetteVariableFrom1001000L | 273.26 | 4 | 4
24 | TB | 8 | Free-standing specialized outpatient clinic | 1 | General | GB_stGeneral | 1 | 882 | Racks suitable for pipettes offered, at least 4 positions | GB_stRacksSuitablePipettesOfferedLeast4Positions | 109.3 | 4 | 385
24 | TB | 8 | Free-standing specialized outpatient clinic | 1 | General | GB_stGeneral | 1 | 883 | Refrigerator with freezing department | GB_stRefrigeratorFreezingDepartment | 409.89 | 1 | 401
24 | TB | 8 | Free-standing specialized outpatient clinic | 1 | General | GB_stGeneral | 1 | 884 | Freezer | GB_stFreezer | 546.52 | 1 | 205
24 | TB | 8 | Free-standing specialized outpatient clinic | 1 | General | GB_stGeneral | 1 | 885 | Stand for multichannel pipettes | GB_stStandMultichannelPipettes | 122.97 | 1 | 452
24 | TB | 8 | Free-standing specialized outpatient clinic | 1 | General | GB_stGeneral | 1 | 886 | Hand-dispenser pipette, 5 dosage steps, suited for combitips | GB_stHandDispenserPipette5DosageStepsSuitedCombitips | 218.61 | 2 | 228
24 | TB | 8 | Free-standing specialized outpatient clinic | 1 | General | GB_stGeneral | 1 | 887 | Tripod stand for waste bags of 2 litres | GB_stTripodStandWasteBags2Litres | 10.25 | 5 | 542
24 | TB | 8 | Free-standing specialized outpatient clinic | 1 | General | GB_stGeneral | 1 | 888 | TB Laboratory Equipment - Culture | GB_stTBLabEquipmentCulture | 0 | 0 | 503
24 | TB | 8 | Free-standing specialized outpatient clinic | 1 | General | GB_stGeneral | 1 | 889 | Base Support for Laminar Air Flow Cabinet | GB_stBaseSuppLaminarAirFlowCabinet | 1024.73 | 2 | 52
24 | TB | 8 | Free-standing specialized outpatient clinic | 1 | General | GB_stGeneral | 1 | 890 | BSC, class I or II | GB_stBscClassIOrIi | 17761.9 | 2 | 70
24 | TB | 8 | Free-standing specialized outpatient clinic | 1 | General | GB_stGeneral | 1 | 891 | UPS for BSC | GB_stUpsBsc | 1639.56 | 2 | 556
24 | TB | 8 | Free-standing specialized outpatient clinic | 1 | General | GB_stGeneral | 1 | 892 | Minishaker or Vortex | GB_stMinishakerOrVortex | 478.21 | 3 | 303
24 | TB | 8 | Free-standing specialized outpatient clinic | 1 | General | GB_stGeneral | 1 | 893 | Optional : overhead stirrer, for at least 10 tubes (50 ml) | GB_stOptOverheadStirrerLeast10Tubes50Ml | 1639.56 | 2 | 321
24 | TB | 8 | Free-standing specialized outpatient clinic | 1 | General | GB_stGeneral | 1 | 894 | Test tube rack 18/8 stainless steel, diameter 16 mm | GB_stTestTubeRack188StainlessSteelDiameter16Mm | 38.26 | 5 | 513
24 | TB | 8 | Free-standing specialized outpatient clinic | 1 | General | GB_stGeneral | 1 | 895 | Test tube rack 18/8 stainless steel, diameter 35 mm | GB_stTestTubeRack188StainlessSteelDiameter35Mm | 31.42 | 5 | 514
24 | TB | 8 | Free-standing specialized outpatient clinic | 1 | General | GB_stGeneral | 1 | 896 | Safety gas burner with glass chimney, footswitch for temporary ignition | GB_stSafetyGasBurnerGlassChimneyFootswitchTemporaryIgnition | 573.85 | 2 | 412
24 | TB | 8 | Free-standing specialized outpatient clinic | 1 | General | GB_stGeneral | 1 | 897 | Safety gas tubing with safety clamps on both ends, inner diameter 9mm | GB_stSafetyGasTubingSafetyClampsBothEndsInnerDiameter9Mm | 40.99 | 2 | 413
24 | TB | 8 | Free-standing specialized outpatient clinic | 1 | General | GB_stGeneral | 1 | 898 | Inoculation loops, Platinum/Iridium wire, closed, 10 �l | GB_stInoculationLoopsPlatinumIridiumWireClosed10L | 122.97 | 6 | 247
24 | TB | 8 | Free-standing specialized outpatient clinic | 1 | General | GB_stGeneral | 1 | 899 | Loop holder | GB_stLoopHolder | 9.56 | 12 | 282
24 | TB | 8 | Free-standing specialized outpatient clinic | 1 | General | GB_stGeneral | 1 | 900 | Racks for loop holder | GB_stRacksLoopHolder | 16.4 | 4 | 383
24 | TB | 8 | Free-standing specialized outpatient clinic | 1 | General | GB_stGeneral | 1 | 901 | Stainless steel bucket with lid, capacity 10L | GB_stStainlessSteelBucketLidCapacity10L | 150.29 | 5 | 450
24 | TB | 8 | Free-standing specialized outpatient clinic | 1 | General | GB_stGeneral | 1 | 902 | Discard bottle, stainless steel or thick walled glass with screw cap | GB_stDiscardBottleStainlessSteelOrThickWalledGlassScrewCap | 4.1 | 5 | 142
24 | TB | 8 | Free-standing specialized outpatient clinic | 1 | General | GB_stGeneral | 1 | 903 | Funnel, stainless steel 18/8, top diameter 120 mm | GB_stFunnelStainlessSteel188TopDiameter120Mm | 18.45 | 3 | 210
24 | TB | 8 | Free-standing specialized outpatient clinic | 1 | General | GB_stGeneral | 1 | 904 | Safety box, PP, approx 3 L, for all sharps | GB_stSafetyBoxPpApprox3LAllSharps | 4.24 | 25 | 411
24 | TB | 8 | Free-standing specialized outpatient clinic | 1 | General | GB_stGeneral | 1 | 905 | Laboratory chair, disinfectable, 5 wheels, no arm rests | GB_stLabChairDisinfectable5WheelsNoArmRests | 245.93 | 2 | 260
24 | TB | 8 | Free-standing specialized outpatient clinic | 1 | General | GB_stGeneral | 1 | 906 | Incubator | GB_stIncubator | 9290.84 | 2 | 237
24 | TB | 8 | Free-standing specialized outpatient clinic | 1 | General | GB_stGeneral | 1 | 907 | Centrifuge | GB_stCentrifuge | 8880.95 | 1 | 88
24 | TB | 8 | Free-standing specialized outpatient clinic | 1 | General | GB_stGeneral | 1 | 908 | Centrifuge rotor | GB_stCentrifugeRotor | 1229.67 | 1 | 90
24 | TB | 8 | Free-standing specialized outpatient clinic | 1 | General | GB_stGeneral | 1 | 909 | Centrifuge rotor buckets | GB_stCentrifugeRotorBuckets | 409.89 | 4 | 91
24 | TB | 8 | Free-standing specialized outpatient clinic | 1 | General | GB_stGeneral | 1 | 910 | Aerosol tight lids for rotor buckets | GB_stAerosolTightLidsRotorBuckets | 136.63 | 4 | 6
24 | TB | 8 | Free-standing specialized outpatient clinic | 1 | General | GB_stGeneral | 1 | 911 | Reducing adapter for 50 ml centrifuge tubes | GB_stReducingAdapter50MlCentrifugeTubes | 109.3 | 4 | 397
24 | TB | 8 | Free-standing specialized outpatient clinic | 1 | General | GB_stGeneral | 1 | 912 | Reducing adapter for 15 ml/12 ml centrifuge tubes | GB_stReducingAdapter15Ml12MlCentrifugeTubes | 109.3 | 4 | 396
24 | TB | 8 | Free-standing specialized outpatient clinic | 1 | General | GB_stGeneral | 1 | 913 | Autoclave | GB_stAutoclave | 15029.3 | 2 | 42
24 | TB | 8 | Free-standing specialized outpatient clinic | 1 | General | GB_stGeneral | 1 | 914 | Autoclave control unit for fully automated process control | GB_stAutoclaveControlUnitFullyAutomatedProcessControl | 3005.86 | 2 | 43
24 | TB | 8 | Free-standing specialized outpatient clinic | 1 | General | GB_stGeneral | 1 | 915 | Exhaust air filtration system for autoclave | GB_stExhaustAirFiltrationSystemAutoclave | 3552.38 | 1 | 189
24 | TB | 8 | Free-standing specialized outpatient clinic | 1 | General | GB_stGeneral | 1 | 916 | Autoclave control unit for sterilization of liquids, including temperature probe | GB_stAutoclaveControlUnitSterilizationLiquidsIncludingTempProbe | 3361.1 | 1 | 44
24 | TB | 8 | Free-standing specialized outpatient clinic | 1 | General | GB_stGeneral | 1 | 917 | Autoclave recooling system to shorten the time of liquid sterilization | GB_stAutoclaveRecoolingSystemShortenTimeLiquidSterilization | 3415.75 | 1 | 45
24 | TB | 8 | Free-standing specialized outpatient clinic | 1 | General | GB_stGeneral | 1 | 918 | Wire baskets or stainless steel buckets for autoclave | GB_stWireBasketsOrStainlessSteelBucketsAutoclave | 245.93 | 2 | 582
24 | TB | 8 | Free-standing specialized outpatient clinic | 1 | General | GB_stGeneral | 1 | 919 | Wire baskets with drip tray for autoclave | GB_stWireBasketsDripTrayAutoclave | 478.21 | 2 | 583
24 | TB | 8 | Free-standing specialized outpatient clinic | 1 | General | GB_stGeneral | 1 | 920 | Hot-air oven | GB_stHotAirOven | 3825.64 | 1 | 233
24 | TB | 8 | Free-standing specialized outpatient clinic | 1 | General | GB_stGeneral | 1 | 921 | Optional Ion exchanger cartridge, flow rate approx. 950 L/h | GB_stOptIonExchangerCartridgeFlowRateApprox950LH | 1093.04 | 2 | 325
24 | TB | 8 | Free-standing specialized outpatient clinic | 1 | General | GB_stGeneral | 1 | 922 | Conductivity measuring device for laboratory grade water, digital | GB_stConductivityMeasDeviceLabGradeWaterDigital | 437.22 | 2 | 114
24 | TB | 8 | Free-standing specialized outpatient clinic | 1 | General | GB_stGeneral | 1 | 923 | Ion exchanger resin for laboratory grade water, pack of 5x10 L resin | GB_stIonExchangerResinLabGradeWaterPack5X10LResin | 81.98 | 5 | 250
24 | TB | 8 | Free-standing specialized outpatient clinic | 1 | General | GB_stGeneral | 1 | 924 | Water distiller | GB_stWaterDistiller | 1776.19 | 1 | 574
24 | TB | 8 | Free-standing specialized outpatient clinic | 1 | General | GB_stGeneral | 1 | 925 | Balloon high-density poyethylene (HDPE) with discharge cock, 30 liters | GB_stBalloonHighDensityPoyethyleneHdpeDischargeCock30Liters | 81.98 | 1 | 49
24 | TB | 8 | Free-standing specialized outpatient clinic | 1 | General | GB_stGeneral | 1 | 926 | Balloon high-density poyethylene (HDPE) with discharge cock, 10 liters | GB_stBalloonHighDensityPoyethyleneHdpeDischargeCock10Liters | 54.65 | 4 | 48
24 | TB | 8 | Free-standing specialized outpatient clinic | 1 | General | GB_stGeneral | 1 | 927 | Stop cock, winding for HDPE balloon | GB_stStopCockWindingHdpeBalloon | 4.44 | 10 | 475
24 | TB | 8 | Free-standing specialized outpatient clinic | 1 | General | GB_stGeneral | 1 | 928 | Racks for test tubes, PP, autoclavable, 60 positions | GB_stRacksTestTubesPpAutoclavable60Positions | 10.93 | 12 | 384
24 | TB | 8 | Free-standing specialized outpatient clinic | 1 | General | GB_stGeneral | 1 | 929 | Alarm clock / digital timer, 4 digits | GB_stAlarmClockDigitalTimer4Digits | 27.33 | 1 | 7
24 | TB | 8 | Free-standing specialized outpatient clinic | 1 | General | GB_stGeneral | 1 | 930 | Safety-Pipetting Ball, standard | GB_stSafetyPipettingBallStandard | 3.42 | 10 | 414
24 | TB | 8 | Free-standing specialized outpatient clinic | 1 | General | GB_stGeneral | 1 | 931 | Automated pipetting aid, battery capacity for 8 h work, 200 g weight | GB_stAutomatedPipettingAidBatteryCapacity8HWork200GWeight | 478.21 | 2 | 47
24 | TB | 8 | Free-standing specialized outpatient clinic | 1 | General | GB_stGeneral | 1 | 932 | Pipette washer | GB_stPipetteWasher | 170.79 | 1 | 365
24 | TB | 8 | Free-standing specialized outpatient clinic | 1 | General | GB_stGeneral | 1 | 933 | Transport boxes for specimens meeting WHO requirements of P650 package | GB_stTransportBoxesSpecimensMeetWhoRequirementsP650Package | 20.49 | 10 | 539
24 | TB | 8 | Free-standing specialized outpatient clinic | 1 | General | GB_stGeneral | 1 | 934 | Electronic maxima-minima-thermometers, two channels, thin cable with sensor, battery, measuring range -50�C/+60�C | GB_stElectronicMaximaMinimaThermometersTwoChannelsThinCable | 27.33 | 10 | 163
24 | TB | 8 | Free-standing specialized outpatient clinic | 1 | General | GB_stGeneral | 1 | 935 | Electronic maxima-minima-thermometers, two channels, battery, measuring range -10�C/+50�C | GB_stElectronicMaximaMinimaThermometersTwoChannelsBattery | 27.33 | 10 | 162
24 | TB | 8 | Free-standing specialized outpatient clinic | 1 | General | GB_stGeneral | 1 | 936 | Dispenser for 1000 ml bottle for liquid soap, for wall mounting, 1 per sink | GB_stDispenser1000MlBottleLiquidSoapWallMounting1PerSink | 68.32 | 2 | 143
24 | TB | 8 | Free-standing specialized outpatient clinic | 1 | General | GB_stGeneral | 1 | 937 | Dispenser for hand towels, for wall mounting, 1 per sink | GB_stDispenserHandTowelsWallMounting1PerSink | 47.82 | 2 | 144
24 | TB | 8 | Free-standing specialized outpatient clinic | 1 | General | GB_stGeneral | 1 | 938 | Goggles, according to EN 166 and EN 170, frame adjustable, integrated side and top protection, total weight <40 g | GB_stGogglesAccordingEn166En170FrameAdjustable | 8.2 | 5 | 223
24 | TB | 8 | Free-standing specialized outpatient clinic | 1 | General | GB_stGeneral | 1 | 939 | Emergency spill-kit | GB_stEmergencySpillKit | 34.16 | 1 | 166
24 | TB | 8 | Free-standing specialized outpatient clinic | 1 | General | GB_stGeneral | 1 | 940 | First aid kit | GB_stFirstAidKit | 327.91 | 1 | 193
24 | TB | 8 | Free-standing specialized outpatient clinic | 1 | General | GB_stGeneral | 1 | 941 | Anemometer | GB_stAnemometer | 2049.45 | 1 | 34
24 | TB | 8 | Free-standing specialized outpatient clinic | 1 | General | GB_stGeneral | 1 | 942 | Analytical balance | GB_stAnalyticalBalance | 4782.05 | 1 | 32
24 | TB | 8 | Free-standing specialized outpatient clinic | 1 | General | GB_stGeneral | 1 | 943 | pH meter | GB_stPhMeter | 819.78 | 1 | 357
24 | TB | 8 | Free-standing specialized outpatient clinic | 1 | General | GB_stGeneral | 1 | 944 | Bunsen burner with fine tuning | GB_stBunsenBurnerFineTuning | 143.46 | 1 | 74
24 | TB | 8 | Free-standing specialized outpatient clinic | 1 | General | GB_stGeneral | 1 | 945 | Tripod stand | GB_stTripodStand | 16.4 | 1 | 541
24 | TB | 8 | Free-standing specialized outpatient clinic | 1 | General | GB_stGeneral | 1 | 946 | Water bath, capacity approximately 20 L | GB_stWaterBathCapacityApproximately20L | 1502.93 | 1 | 573
24 | TB | 8 | Free-standing specialized outpatient clinic | 1 | General | GB_stGeneral | 1 | 947 | Magnetic stirrer | GB_stMagneticStirrer | 580.68 | 1 | 284
24 | TB | 8 | Free-standing specialized outpatient clinic | 1 | General | GB_stGeneral | 1 | 948 | Magnetic stirring bars, round-shaped, polytetrafluorethylen (PTFE) coated. Set of 10: 1x 15 mm, 2X 20 mm, 2x 25 mm, 1x 30 mm, 2x 40 mm, 2x 50 mm length. | GB_stMagneticStirringBars | 68.32 | 1 | 285
24 | TB | 8 | Free-standing specialized outpatient clinic | 1 | General | GB_stGeneral | 1 | 949 | Sterile filling station of culture media, consisting of 1000 ml Squibb sedimentation funnels or cylindric dropping funnels, with tube for pressure exchange, stopcocks made of glass and Teflon stopper, outlet diameter 4 mm | GB_stSterileFillingStationCultureMediaConsisting1000MlSquibb | 68.32 | 3 | 461
24 | TB | 8 | Free-standing specialized outpatient clinic | 1 | General | GB_stGeneral | 1 | 950 | Stative for Squibb sedimentation funnels consisting of plate, rod and clamp | GB_stStativeSquibbSedimentationFunnelsConsistingPlateRodClamp | 136.63 | 3 | 455
24 | TB | 8 | Free-standing specialized outpatient clinic | 1 | General | GB_stGeneral | 1 | 951 | Inspissator for coagulation of egg-based culture media | GB_stInspissatorCoagulationEggBasedCultureMedia | 8197.8 | 1 | 248
24 | TB | 8 | Free-standing specialized outpatient clinic | 1 | General | GB_stGeneral | 1 | 952 | Refrigerator with freezing department | GB_stNull | 819.78 | 1 | 402
24 | TB | 8 | Free-standing specialized outpatient clinic | 1 | General | GB_stGeneral | 1 | 953 | Refrigerator | GB_stRefrigerator | 409.89 | 2 | 400
24 | TB | 8 | Free-standing specialized outpatient clinic | 1 | General | GB_stGeneral | 1 | 954 | Stainless steel funnel, short wide stem with air drain, diameter 150 mm on top | GB_stStainlessSteelFunnelShortWideStemAirDrainDiameter150MmTop | 13.66 | 5 | 451
24 | TB | 8 | Free-standing specialized outpatient clinic | 1 | General | GB_stGeneral | 1 | 955 | Swan neck bottles (PE flask, narrow neck with screw cap and water dispenser) set of one each 250, 500, 1000ml | GB_stSwanNeckBottles | 16.4 | 5 | 486
24 | TB | 8 | Free-standing specialized outpatient clinic | 1 | General | GB_stGeneral | 1 | 956 | Bowl, plastic, 500 x 350 mm | GB_stBowlPlastic500X350Mm | 2.73 | 5 | 67
24 | TB | 8 | Free-standing specialized outpatient clinic | 1 | General | GB_stGeneral | 1 | 957 | Erlenmeyer flasks, borosilicate 3.3, wide neck, graduated, autoclavable, 2000 ml | GB_stErlenmeyerFlasksBorosilicate33WideNeckGradAutoclavable2000Ml | 34.16 | 2 | 175
24 | TB | 8 | Free-standing specialized outpatient clinic | 1 | General | GB_stGeneral | 1 | 958 | Erlenmeyer flasks, borosilicate 3.3, wide neck, graduated, autoclavable, 1000 ml | GB_stErlenmeyerFlasksBorosilicate33WideNeckGradAutoclavable1000Ml | 163.96 | 10 | 174
24 | TB | 8 | Free-standing specialized outpatient clinic | 1 | General | GB_stGeneral | 1 | 959 | Erlenmeyer flasks, borosilicate 3.3, wide neck, autoclavable, 500 ml | GB_stErlenmeyerFlasksBorosilicate33WideNeckAutoclavable500Ml | 81.98 | 10 | 172
24 | TB | 8 | Free-standing specialized outpatient clinic | 1 | General | GB_stGeneral | 1 | 960 | Erlenmeyer flasks, borosilicate 3.3, wide neck, graduated, autoclavable, 250 ml | GB_stErlenmeyerFlasksBorosilicate33WideNeckGradAutoclavable250Ml | 61.48 | 10 | 176
24 | TB | 8 | Free-standing specialized outpatient clinic | 1 | General | GB_stGeneral | 1 | 961 | Erlenmeyer flasks, borosilicate 3.3, wide neck, graduated, 100 ml, pack. unit 10 | GB_stErlenmeyerFlasksBorosilicate33WideNeckGrad100MlPackUnit10 | 54.65 | 20 | 173
24 | TB | 8 | Free-standing specialized outpatient clinic | 1 | General | GB_stGeneral | 1 | 962 | Erlenmeyer flasks, borosilicate 3.3, wide neck, graduated, autoclavable, 50 ml | GB_stErlenmeyerFlasksBorosilicate33WideNeckGradAutoclavable50Ml | 54.65 | 20 | 177
24 | TB | 8 | Free-standing specialized outpatient clinic | 1 | General | GB_stGeneral | 1 | 963 | Measuring cylinder, class A; TPX, autoclavable, 1000 ml, graduated 10.0 ml | GB_stMeasCylinderClassTpxAutoclavable1000MlGrad100Ml | 22.27 | 5 | 293
24 | TB | 8 | Free-standing specialized outpatient clinic | 1 | General | GB_stGeneral | 1 | 964 | Measuring cylinder, class A; TPX, autoclavable, 500 ml, graduated 5.0 ml | GB_stMeasCylinderClassTpxAutoclavable500MlGrad50Ml | 14.35 | 5 | 295
24 | TB | 8 | Free-standing specialized outpatient clinic | 1 | General | GB_stGeneral | 1 | 965 | Measuring cylinder, class A; TPX, autoclavable, 250 ml, graduated 2.0 ml | GB_stMeasCylinderClassTpxAutoclavable250MlGrad20Ml | 9.5 | 5 | 291
24 | TB | 8 | Free-standing specialized outpatient clinic | 1 | General | GB_stGeneral | 1 | 966 | Measuring cylinder, class A; TPX, autoclavable, 100 ml, graduated 1.0 ml | GB_stMeasCylinderClassTpxAutoclavable100MlGrad10Ml | 6.15 | 5 | 292
24 | TB | 8 | Free-standing specialized outpatient clinic | 1 | General | GB_stGeneral | 1 | 967 | Measuring cylinder, class A; TPX, autoclavable, 50 ml, graduated 1.0 ml | GB_stMeasCylinderClassTpxAutoclavable50MlGrad10Ml | 4.65 | 5 | 294
24 | TB | 8 | Free-standing specialized outpatient clinic | 1 | General | GB_stGeneral | 1 | 968 | Thick-walled glass flask for preparation of culture medium; with flanged rim; 2500 ml | GB_stThickWalledGlassFlaskPreparationCultureMediumFlangedRim2500Ml | 58.75 | 6 | 527
24 | TB | 8 | Free-standing specialized outpatient clinic | 1 | General | GB_stGeneral | 1 | 969 | Thick walled bottles, borosilicate 3.3, graduated, transparent, PP ring and cap, 2000 ml | GB_stThickWalledBottlesBorosilicate33GradTransparentPpRingCap2000Ml | 24.59 | 3 | 524
24 | TB | 8 | Free-standing specialized outpatient clinic | 1 | General | GB_stGeneral | 1 | 970 | Thick walled bottles, borosilicate 3.3, graduated, transparent, PP ring and cap, 1000 ml | GB_stThickWalledBottlesBorosilicate33GradTransparentPpRingCap1000Ml | 14.35 | 10 | 523
24 | TB | 8 | Free-standing specialized outpatient clinic | 1 | General | GB_stGeneral | 1 | 971 | Thick walled bottles, borosilicate 3.3, graduated, transparent, PP ring and cap, 500 ml; | GB_stThickWalledBottlesBorosilicate33GradTransparentPpRingCap500Ml | 9.29 | 5 | 525
24 | TB | 8 | Free-standing specialized outpatient clinic | 1 | General | GB_stGeneral | 1 | 972 | Thick walled bottles, borosilicate 3.3, graduated, amber, PP ring and cap, 11000 ml | GB_stThickWalledBottlesBorosilicate33GradAmberPpRingCap11000Ml | 16.4 | 3 | 522
24 | TB | 8 | Free-standing specialized outpatient clinic | 1 | General | GB_stGeneral | 1 | 973 | Thick walled bottles, borosilicate 3.3, graduated, amber, PP ring and cap, 1, 2000 ml | GB_stThickWalledBottlesBorosilicate33GradAmberPpRingCap12000Ml | 27.33 | 2 | 521
24 | TB | 8 | Free-standing specialized outpatient clinic | 1 | General | GB_stGeneral | 1 | 974 | Screw caps with weld in PFTE membrane, 0.2 �m pore size, autoclavable to 140 �C | GB_stScrewCapsWeldPfteMembrane02MPoreSizeAutoclavable140C | 3.01 | 10 | 428
24 | TB | 8 | Free-standing specialized outpatient clinic | 1 | General | GB_stGeneral | 1 | 975 | Laboratory beaker, EFTE, low form with graduation and spout, 2000 ml | GB_stLabBeakerEfteLowFormGraduationSpout2000Ml | 136.63 | 3 | 257
24 | TB | 8 | Free-standing specialized outpatient clinic | 1 | General | GB_stGeneral | 1 | 976 | Laboratory beaker, EFTE, low form with graduation and spout, 1000 ml | GB_stLabBeakerEfteLowFormGraduationSpout1000Ml | 68.32 | 3 | 256
24 | TB | 8 | Free-standing specialized outpatient clinic | 1 | General | GB_stGeneral | 1 | 977 | Laboratory beaker, EFTE, low form with graduation and spout, 600 ml | GB_stLabBeakerEfteLowFormGraduationSpout600Ml | 54.65 | 10 | 259
24 | TB | 8 | Free-standing specialized outpatient clinic | 1 | General | GB_stGeneral | 1 | 978 | Laboratory beaker, EFTE, low form with graduation and spout, 250 ml | GB_stLabBeakerEfteLowFormGraduationSpout250Ml | 24.59 | 10 | 258
24 | TB | 8 | Free-standing specialized outpatient clinic | 1 | General | GB_stGeneral | 1 | 979 | Laboratory beaker, EFTE, low form with graduation and spout, 100 ml | GB_stLabBeakerEfteLowFormGraduationSpout100Ml | 15.03 | 10 | 255
24 | TB | 8 | Free-standing specialized outpatient clinic | 1 | General | GB_stGeneral | 1 | 980 | Laboratory glassware drying rack, wall mounted; polystyrene; minimum 24 pegs | GB_stLabGlasswareDryingRackWallMountedPolystyreneMin24Pegs | 184.45 | 1 | 261
24 | TB | 8 | Free-standing specialized outpatient clinic | 1 | General | GB_stGeneral | 1 | 981 | Funnel, soda lime glass, plain, short stem, d = 75 mm | GB_stFunnelSodaLimeGlassPlainShortStemD75Mm | 6.83 | 5 | 208
24 | TB | 8 | Free-standing specialized outpatient clinic | 1 | General | GB_stGeneral | 1 | 982 | Funnel, soda lime glass, plain, short stem, d = 125 mm | GB_stFunnelSodaLimeGlassPlainShortStemD125Mm | 10.93 | 5 | 209
24 | TB | 8 | Free-standing specialized outpatient clinic | 1 | General | GB_stGeneral | 1 | 983 | Powder funnel , diameter 100mm | GB_stPowderFunnelDiameter100Mm | 10.93 | 5 | 372
24 | TB | 8 | Free-standing specialized outpatient clinic | 1 | General | GB_stGeneral | 1 | 984 | Glass beads, massive glass, 5 mm diameter | GB_stGlassBeadsMassiveGlass5MmDiameter | 34.16 | 2 | 215
24 | TB | 8 | Free-standing specialized outpatient clinic | 1 | General | GB_stGeneral | 1 | 985 | Glass beads, massive glass, 3 mm diameter | GB_stGlassBeadsMassiveGlass3MmDiameter | 34.16 | 1 | 214
24 | TB | 8 | Free-standing specialized outpatient clinic | 1 | General | GB_stGeneral | 1 | 986 | Thick walled Pyrex tubes with ISO winding and autoclavable screw cap with tight gasket, 16x100 mm; package of 100 | GB_stThickWalledPyrexTubes | 109.3 | 10 | 526
24 | TB | 8 | Free-standing specialized outpatient clinic | 1 | General | GB_stGeneral | 1 | 987 | Strainer, stainless steel, 1 grip, 2 eyes, diameter 20 cm | GB_stStrainerStainlessSteel1Grip2EyesDiameter20Cm | 21.86 | 1 | 476
24 | TB | 8 | Free-standing specialized outpatient clinic | 1 | General | GB_stGeneral | 1 | 988 | Forceps; pointed; straight; 18/8 stainless steel, polished | GB_stForcepsPointedStraight188StainlessSteelPolished | 9.39 | 5 | 203
24 | TB | 8 | Free-standing specialized outpatient clinic | 1 | General | GB_stGeneral | 1 | 989 | Optional: Laboratory washer-disinfector for laboratory glass, 2 baskets | GB_stOptLabWasherDisinfectorLabGlass2Baskets | 5055.31 | 1 | 330
24 | TB | 8 | Free-standing specialized outpatient clinic | 1 | General | GB_stGeneral | 1 | 990 | Separate water supply for deionised water with conductivity measure R 3/4" with digital display and hose-set for in-and outflow | GB_stSeparateWaterSupply | 929.08 | 1 | 431
24 | TB | 8 | Free-standing specialized outpatient clinic | 1 | General | GB_stGeneral | 1 | 991 | Aqua purificator cabinet for two de-mineralising cartridges | GB_stAquaPurificatorCabinetTwoDeMineralisingCartridges | 409.89 | 1 | 37
24 | TB | 8 | Free-standing specialized outpatient clinic | 1 | General | GB_stGeneral | 1 | 992 | TB Laboratory Equipment - DST | GB_stTBLabEquipmentDst | 0 | 0 | 504
24 | TB | 8 | Free-standing specialized outpatient clinic | 1 | General | GB_stGeneral | 1 | 993 | Desiccator, borosilicate glass, inner diameter 150-200 mm, lid with thread GL 32 | GB_stDesiccatorBorosilicateGlassInnerDiameter150200MmLidThreadGl32 | 273.26 | 2 | 134
24 | TB | 8 | Free-standing specialized outpatient clinic | 1 | General | GB_stGeneral | 1 | 994 | Membrane vacuum pump for desiccator, pressure endpoint < 20 mbar | GB_stMembraneVacuumPumpDesiccatorPressureEndpoint20Mbar | 1093.04 | 1 | 297
24 | TB | 8 | Free-standing specialized outpatient clinic | 1 | General | GB_stGeneral | 1 | 995 | Woulff flask consisting of borosilicate glass, 1000 ml with thread GL 45 screw cap | GB_stWoulffFlaskConsistingBorosilicateGlass1000MlThreadGl45ScrewCap | 47.82 | 1 | 586
24 | TB | 8 | Free-standing specialized outpatient clinic | 1 | General | GB_stGeneral | 1 | 996 | Vacuum tube, 3m | GB_stVacuumTube3M | 27.33 | 1 | 559
24 | TB | 8 | Free-standing specialized outpatient clinic | 1 | General | GB_stGeneral | 1 | 997 | Precision balance | GB_stPrecisionBalance | 1366.3 | 1 | 373
24 | TB | 8 | Free-standing specialized outpatient clinic | 1 | General | GB_stGeneral | 1 | 998 | Sterile filling station of culture media, consisting of 250 ml Squibb sedimentation funnels or cylindric dropping funnels, with tube for pressure exchange, stopcocks made of glass and Teflon stopper, outlet diameter 4 mm | GB_stSterileFillingStationCultureMediaConsisting250MlSquibb | 40.99 | 7 | 462
24 | TB | 8 | Free-standing specialized outpatient clinic | 1 | General | GB_stGeneral | 1 | 999 | Refrigerator with freezing department | GB_stNull | 819.78 | 1 | 402
24 | TB | 8 | Free-standing specialized outpatient clinic | 1 | General | GB_stGeneral | 1 | 1000 | Refrigerator | GB_stRefrigerator | 409.89 | 1 | 400
24 | TB | 8 | Free-standing specialized outpatient clinic | 1 | General | GB_stGeneral | 1 | 1001 | Optional: Chest freezer, 70 litres, temperature range: -18 �C to - 28 �C, complete with cassettes and racks | GB_stOptChestFreezer | 1366.3 | 1 | 329
24 | TB | 8 | Free-standing specialized outpatient clinic | 1 | General | GB_stGeneral | 1 | 1002 | Pipettes 1 ml, glass, graduated 0,01 ml, conformity certified, pack of 10 pieces | GB_stPipettes1MlGlassGrad001MlConformityCertifiedPack10Pieces | 27.33 | 3 | 366
24 | TB | 8 | Free-standing specialized outpatient clinic | 1 | General | GB_stGeneral | 1 | 1003 | Pipettes 2 ml, glass, graduated 0,02 ml, conformity certified, pack of 10 pieces | GB_stPipettes2MlGlassGrad002MlConformityCertifiedPack10Pieces | 28.69 | 3 | 368
24 | TB | 8 | Free-standing specialized outpatient clinic | 1 | General | GB_stGeneral | 1 | 1004 | Pipettes 10 ml, glass, graduated 0,05 ml, conformity certified, pack of 10 pieces | GB_stPipettes10MlGlassGrad005MlConformityCertifiedPack10Pieces | 30.06 | 3 | 367
24 | TB | 8 | Free-standing specialized outpatient clinic | 1 | General | GB_stGeneral | 1 | 1005 | Pipettes 5 ml, glass, graduated 0,1 ml, conformity certified, pack of 10 pieces | GB_stPipettes5MlGlassGrad01MlConformityCertifiedPack10Pieces | 31.42 | 3 | 369
24 | TB | 8 | Free-standing specialized outpatient clinic | 1 | General | GB_stGeneral | 1 | 1006 | Pipette box aluminium with lid, autoclavable, suitable for 35 cm long pipettes | GB_stPipetteBoxAluminiumLidAutoclavableSuitable35CmLongPipettes | 136.63 | 10 | 364
24 | TB | 8 | Free-standing specialized outpatient clinic | 1 | General | GB_stGeneral | 1 | 1007 | TB Laboratory Equipment - Additional items for Culture and DST | GB_stTBLabEquipmentAdditionalItemsCultureDst | 0 | 0 | 502
24 | TB | 8 | Free-standing specialized outpatient clinic | 1 | General | GB_stGeneral | 1 | 1008 | Automated analyser for liquid culture media with growth detection based on a fluorescent signal, 960 vials | GB_stAutomatedAnalyserLiquidCultureMedia | 79655.29 | 2 | 46
24 | TB | 8 | Free-standing specialized outpatient clinic | 1 | General | GB_stGeneral | 1 | 1009 | Automated analyser for liquid culture media with growth detection based on a fluorescent signal, 960 vials | GB_stAutomatedAnalyserLiquidCultureMedia | 39827.65 | 2 | 46
24 | TB | 8 | Free-standing specialized outpatient clinic |  |  | GB_stNull | 2 | 1010 | shelf | GB_stShelf | 108 | 5 | 433
24 | TB | 8 | Free-standing specialized outpatient clinic |  |  | GB_stNull | 2 | 1011 | shelf with racks | GB_stShelfRacks | 126 | 4 | 435
24 | TB | 8 | Free-standing specialized outpatient clinic |  |  | GB_stNull | 2 | 1012 | shelf with racks | GB_stShelfRacks | 144 | 12 | 435
24 | TB | 8 | Free-standing specialized outpatient clinic |  |  | GB_stNull | 2 | 1013 | shelf with | GB_stShelfWith | 108 | 4 | 434
24 | TB | 8 | Free-standing specialized outpatient clinic |  |  | GB_stNull | 2 | 1014 | file cabinet 4 drawers | GB_stFileCabinet4Drawers | 155 | 1 | 192
24 | TB | 8 | Free-standing specialized outpatient clinic |  |  | GB_stNull | 2 | 1015 | secretary chair | GB_stSecretaryChair | 45 | 12 | 430
24 | TB | 8 | Free-standing specialized outpatient clinic |  |  | GB_stNull | 2 | 1016 | Stools, Adjustable | GB_stStoolsAdjustable | 54 | 5 | 474
24 | TB | 8 | Free-standing specialized outpatient clinic |  |  | GB_stNull | 2 | 1017 | chair | GB_stChair | 54 | 15 | 95
24 | TB | 8 | Free-standing specialized outpatient clinic |  |  | GB_stNull | 2 | 1018 | stool, revolving | GB_stStoolRevolving | 35 | 15 | 472
24 | TB | 8 | Free-standing specialized outpatient clinic |  |  | GB_stNull | 2 | 1019 | stool, revolving with backrest | GB_stStoolRevolvingBackrest | 68 | 22 | 473
24 | TB | 8 | Free-standing specialized outpatient clinic |  |  | GB_stNull | 2 | 1020 | bath,trough | GB_stBathTrough | 270 | 1 | 56
24 | TB | 8 | Free-standing specialized outpatient clinic |  |  | GB_stNull | 2 | 1021 | step stool | GB_stStepStool | 52 | 10 | 456
24 | TB | 8 | Free-standing specialized outpatient clinic |  |  | GB_stNull | 2 | 1022 | bars, paralel for rehabilitation | GB_stBarsParalelRehabilitation | 819 | 1 | 51
24 | TB | 8 | Free-standing specialized outpatient clinic |  |  | GB_stNull | 2 | 1023 | ergometer | GB_stErgometer | 0 | 3 | 171
24 | TB | 8 | Free-standing specialized outpatient clinic |  |  | GB_stNull | 2 | 1024 | hamper | GB_stHamper | 68 | 109 | 226
24 | TB | 8 | Free-standing specialized outpatient clinic |  |  | GB_stNull | 2 | 1025 | waste disposal with pedal | GB_stWasteDisposalPedal | 46 | 12 | 572
24 | TB | 8 | Free-standing specialized outpatient clinic |  |  | GB_stNull | 2 | 1026 | cart, dressing | GB_stCartDressing | 396 | 16 | 84
24 | TB | 8 | Free-standing specialized outpatient clinic |  |  | GB_stNull | 2 | 1027 | Carts, Linen/Laundry | GB_stCartsLinenLaundry | 167 | 27 | 85
24 | TB | 8 | Free-standing specialized outpatient clinic |  |  | GB_stNull | 2 | 1028 | carts, supermarket for sterilized | GB_stCartsSupermarketSterilized | 360 | 3 | 86
24 | TB | 8 | Free-standing specialized outpatient clinic |  |  | GB_stNull | 2 | 1029 | wheel cart | GB_stWheelCart | 540 | 8 | 1
24 | TB | 8 | Free-standing specialized outpatient clinic |  |  | GB_stNull | 2 | 1030 | Hampers | GB_stHampers | 32 | 22 | 227
24 | TB | 8 | Free-standing specialized outpatient clinic |  |  | GB_stNull | 2 | 1031 | cushion, therapeutic exercises | GB_stCushionTherapeuticExercises | 180 | 1 | 125
24 | TB | 8 | Free-standing specialized outpatient clinic |  |  | GB_stNull | 2 | 1032 | Toileting assistive products | GB_stToiletingAssistiveProducts | 63 | 100 | 534
24 | TB | 8 | Free-standing specialized outpatient clinic |  |  | GB_stNull | 2 | 1033 | infant bedpan | GB_stInfantBedpan | 63 | 17 | 242
24 | TB | 8 | Free-standing specialized outpatient clinic |  |  | GB_stNull | 2 | 1034 | Curtain, general-purpose, single use | GB_stCurtainGeneralPurposeSingleUse | 101 | 39 | 122
24 | TB | 8 | Free-standing specialized outpatient clinic |  |  | GB_stNull | 2 | 1035 | bucket, inox | GB_stBucketInox | 46 | 32 | 71
24 | TB | 8 | Free-standing specialized outpatient clinic |  |  | GB_stNull | 2 | 1036 | steps, finger rehabilitation | GB_stStepsFingerRehabilitation | 144 | 2 | 458
24 | TB | 8 | Free-standing specialized outpatient clinic |  |  | GB_stNull | 2 | 1037 | steps and ramp rehab | GB_stStepsRampRehab | 666 | 1 | 457
24 | TB | 8 | Free-standing specialized outpatient clinic |  |  | GB_stNull | 2 | 1038 | desk, physician | GB_stDeskPhysician | 135 | 11 | 135
24 | TB | 8 | Free-standing specialized outpatient clinic |  |  | GB_stNull | 2 | 1039 | computer terminals, hospital inf system | GB_stComputerTerminalsHospitalInfSystem | 1350 | 17 | 113
24 | TB | 8 | Free-standing specialized outpatient clinic |  |  | GB_stNull | 2 | 1040 | Table, instrument | GB_stTableInstrument | 180 | 3 | 490
24 | TB | 8 | Free-standing specialized outpatient clinic |  |  | GB_stNull | 2 | 1041 | table, mayo | GB_stTableMayo | 108 | 11 | 492
24 | TB | 8 | Free-standing specialized outpatient clinic |  |  | GB_stNull | 2 | 1042 | table, pasteur | GB_stTablePasteur | 180 | 43 | 497
24 | TB | 8 | Free-standing specialized outpatient clinic |  |  | GB_stNull | 2 | 1043 | table, kydney | GB_stTableKydney | 180 | 1 | 491
24 | TB | 8 | Free-standing specialized outpatient clinic |  |  | GB_stNull | 2 | 1044 | Urinals | GB_stUrinals | 33 | 20 | 557
24 | TB | 8 | Free-standing specialized outpatient clinic |  |  | GB_stNull | 2 | 1045 | hanger, radiological aprons | GB_stHangerRadiologicalAprons | 23 | 1 | 229
24 | TB | 8 | Free-standing specialized outpatient clinic |  |  | GB_stNull | 2 | 1046 | Toileting assistive products | GB_stToiletingAssistiveProducts | 81 | 20 | 534
24 | TB | 8 | Free-standing specialized outpatient clinic |  |  | GB_stNull | 2 | 1047 | Intravenous hanger | GB_stIntravenousHanger | 54 | 84 | 249
24 | TB | 8 | Free-standing specialized outpatient clinic |  |  | GB_stNull | 2 | 1048 | clock, wall | GB_stClockWall | 45 | 2 | 107
24 | TB | 8 | Free-standing specialized outpatient clinic |  |  | GB_stNull | 2 | 1049 | rail, infusion | GB_stRailInfusion | 41 | 31 | 393
24 | TB | 8 | Free-standing specialized outpatient clinic |  |  | GB_stNull | 2 | 1050 | Wheelchair, <specify> | GB_stWheelchairSpecify | 405 | 17 | 580
24 | TB | 8 | Free-standing specialized outpatient clinic |  |  | GB_stNull | 2 | 1051 | Cabinets, Storage, Bedpan/Urinal | GB_stCabinetsStorageBedpanUrinal | 743 | 1 | 80

## scrap
1 | Health post | 2 | 1 | wheel cart | 540 | 8 | 5 | <facil ID> | <Num Items> | <Equip Type> | <Equip Name> | <Unit Cost> | <Units per Hospital> | <Working Life> | <Requires purchase in US$> |  |  | <Orig Facil ID> | <Custom Mapped Facil ID> | <NumEquipment> | <Num Furniture>
2 | Health center | 2 | 1 | wheel cart | 540 | 8 | 5 | 1 | 58 | 1 | Bowl, washing | 7.18 | 1 | 5 | 0 |  |  | 1 | 1 | 58 | 42
3 | District hospital | 2 | 1 | wheel cart | 540 | 8 | 5 | 1 | 58 | 1 | Bucket, swab | 44.97 | 2 | 5 | 0 |  |  | 2 | 2 | 129 | 42
4 | Provincial hospital | 2 | 1 | wheel cart | 540 | 8 | 5 | 1 | 58 | 1 | Cabinet, medicine | 179.82 | 1 | 5 | 0 |  |  | 3 | 3 | 205 | 42
5 | Central hospital | 2 | 1 | wheel cart | 540 | 8 | 5 | 1 | 58 | 1 | Chart, eye, Amsler grid | 0 | 1 | 5 | 0 |  |  | 4 | 4 | 491 | 42
3 | District hospital | 1 | 2 | 1-channel pipette, variable from 0.5 - 10 �l, | 273.26 | 3 | 5 | 1 | 58 | 1 | Chart, eye, colour discrimination | 209.41 | 1 | 5 | 0 |  |  | 5 | 5 | 538 | 42
4 | Provincial hospital | 1 | 2 | 1-channel pipette, variable from 0.5 - 10 �l, | 273.26 | 3 | 5 | 1 | 58 | 1 | Chart, eye, visual acuity | 96 | 1 | 5 | 0
5 | Central hospital | 1 | 2 | 1-channel pipette, variable from 0.5 - 10 �l, | 273.26 | 3 | 5 | 1 | 58 | 1 | Cushion, lumbar | 0 | 1 | 5 | 0
3 | District hospital | 1 | 3 | 1-channel pipette, variable from 10 - 100 �l | 273.26 | 4 | 5 | 1 | 58 | 1 | Fluid delivery mount, general-purpose | 72.61 | 1 | 5 | 0
4 | Provincial hospital | 1 | 3 | 1-channel pipette, variable from 10 - 100 �l | 273.26 | 4 | 5 | 1 | 58 | 1 | Footstool, conductive | 42.63 | 1 | 5 | 0 |  | <facil ID> | <Facility Master ID>
5 | Central hospital | 1 | 3 | 1-channel pipette, variable from 10 - 100 �l | 273.26 | 4 | 5 | 1 | 58 | 1 | Forceps, sterilizer transfer | 20.64 | 1 | 5 | 0 |  | Does not exist | <Facility Name.
3 | District hospital | 1 | 4 | 1-channel pipette, variable from 100 - 1000 �l, | 273.26 | 4 | 5 | 1 | 58 | 1 | Glucose meter, self-testing | 400.75 | 1 | 5 | 0 |  | <Num Items> | Not needed
4 | Provincial hospital | 1 | 4 | 1-channel pipette, variable from 100 - 1000 �l, | 273.26 | 4 | 5 | 1 | 58 | 1 | Hammer, percussion | 188.47 | 1 | 5 | 0 |  | <Equip Type> | <Facility Equipment Type Master ID>
5 | Central hospital | 1 | 4 | 1-channel pipette, variable from 100 - 1000 �l, | 273.26 | 4 | 5 | 1 | 58 | 1 | Light, examination, hand-held, battery-powered | 0 | 1 | 5 | 0 |  | Does not exist | <Group Master ID> | (medical equipment only)
4 | Provincial hospital | 1 | 5 | Accelerator system, linear | 750000 | 1 | 5 | 1 | 58 | 1 | Otoscope, direct | 300 | 1 | 5 | 0 |  | Does not exist | <Group Name> | (medical equipment only)
5 | Central hospital | 1 | 5 | Accelerator system, linear | 750000 | 1 | 5 | 1 | 58 | 1 | Patient rest, leg | 0 | 1 | 5 | 0 |  | Does not exist | <Equipment Master ID>
4 | Provincial hospital | 1 | 6 | Aerosol tight lids for rotor buckets | 136.63 | 4 | 5 | 1 | 58 | 1 | Patient-height measurer | 562.44 | 1 | 5 | 0 |  | <Equip Name> | <Equipment Name>
5 | Central hospital | 1 | 6 | Aerosol tight lids for rotor buckets | 136.63 | 4 | 5 | 1 | 58 | 1 | Refrigerator, pharmacy | 7522.92 | 1 | 5 | 0 |  | <Unit Cost> | <Unit Cost>
4 | Provincial hospital | 1 | 7 | Alarm clock / digital timer, 4 digits | 27.33 | 1 | 5 | 1 | 58 | 1 | Scale, patient, floor | 733.8 | 1 | 5 | 0 |  | <Units per Facility Type> | <Units per Facility Type>
5 | Central hospital | 1 | 7 | Alarm clock / digital timer, 4 digits | 27.33 | 1 | 5 | 1 | 58 | 1 | Screen, bedside | 195.95 | 2 | 5 | 0 |  | <Working Life> | Not needed (always 5)
3 | District hospital | 1 | 8 | Anaesthesia gas delivery unit | 80063.98 | 3 | 5 | 1 | 58 | 1 | Sphygmomanometer, aneroid | 147.35 | 1 | 5 | 0 |  | <Requires purchase in US$> | Removed for web
4 | Provincial hospital | 1 | 8 | Anaesthesia gas delivery unit | 80063.98 | 6 | 5 | 1 | 58 | 1 | Sterilizer, moist heat, unwrapped device | 49743.63 | 1 | 5 | 0
5 | Central hospital | 1 | 8 | Anaesthesia gas delivery unit | 80063.98 | 16 | 5 | 1 | 58 | 1 | Stethoscope, mechanical | 64.08 | 2 | 5 | 0
5 | Central hospital | 1 | 9 | Anaesthesia gas delivery unit, portable | 0 | 1 | 5 | 1 | 58 | 1 | Stool, general-purpose | 23.1 | 1 | 5 | 0
2 | Health center | 1 | 10 | Anaesthesia gas, delivery unit, portable | 0 | 1 | 5 | 1 | 58 | 1 | Stretcher, general-purpose | 2460.53 | 1 | 5 | 0
4 | Provincial hospital | 1 | 11 | Anaesthesia system, general-purpose | 86306.2 | 1 | 5 | 1 | 58 | 1 | Table, examination/treatment, general-purpose | 2024.99 | 2 | 5 | 0
5 | Central hospital | 1 | 11 | Anaesthesia system, general-purpose | 86306.2 | 2 | 5 | 1 | 58 | 1 | Table, instrument | 133.16 | 2 | 5 | 0
2 | Health center | 1 | 12 | Analyser, bilirubinometry | 4502.41 | 1 | 5 | 1 | 58 | 1 | Thermometer, electronic | 389.03 | 1 | 5 | 0
3 | District hospital | 1 | 12 | Analyser, bilirubinometry | 4502.41 | 1 | 5 | 1 | 58 | 1 | Thermometer, laboratory | 58.76 | 1 | 5 | 0
4 | Provincial hospital | 1 | 13 | Analyser, blood culture, automated | 8164.8 | 1 | 5 | 1 | 58 | 1 | Waste disposal unit, sharp | 5.27 | 2 | 5 | 0
5 | Central hospital | 1 | 13 | Analyser, blood culture, automated | 8164.8 | 1 | 5 | 1 | 58 | 1 | Wheelchair, attendant driven, collapsible | 268.68 | 1 | 5 | 0
4 | Provincial hospital | 1 | 14 | Analyser, blood gas, general-purpose | 58965.93 | 2 | 5 | 1 | 58 | 1 | TB Laboratory Equipment-Microscopy | 0 | 0 | 0 | 0
5 | Central hospital | 1 | 14 | Analyser, blood gas, general-purpose | 58965.93 | 2 | 5 | 1 | 58 | 1 | Standard reaction tubes with O-ring, 1.5 ml, 1000 per pack | 177.62 | 10 | 5 | 0
3 | District hospital | 1 | 15 | Analyser, blood glucose | 400.75 | 1 | 5 | 1 | 58 | 1 | Standard reaction tubes with O-ring, 2 ml, 1000 per pack | 177.62 | 10 | 5 | 0
2 | Health center | 1 | 16 | Analyser, clinical chemistry, automated, discrete | 26987.23 | 1 | 5 | 1 | 58 | 1 | Cryo-vial, sterile with cap, 2 ml, with outer winding; pack of 1000 | 245.93 | 3 | 5 | 0
3 | District hospital | 1 | 16 | Analyser, clinical chemistry, automated, discrete | 26987.23 | 1 | 5 | 1 | 58 | 1 | Cryo-tags, sized to fit for use on cryo-tubes, rolls of 1000 | 57.38 | 3 | 5 | 0
4 | Provincial hospital | 1 | 16 | Analyser, clinical chemistry, automated, discrete | 26987.23 | 2 | 5 | 1 | 58 | 1 | PCR tubes, 0.2 ml with attached caps, sterile, DNAse- RNAse-free, 1000 per pack | 116.14 | 10 | 5 | 0
5 | Central hospital | 1 | 16 | Analyser, clinical chemistry, automated, discrete | 26987.23 | 2 | 5 | 1 | 58 | 1 | DNAse-/RNAse-free TIPS, for pipettes 0.1 - 10 �l, 10 boxes at 96 per pack | 88.81 | 10 | 5 | 0
4 | Provincial hospital | 1 | 17 | Analyser, electrolyte, flame photometer | 58965.93 | 4 | 5 | 1 | 58 | 1 | DNAse-/RNAse-free TIPS, for pipettes 1 - 20 �l, 10 boxes at 96 per pack | 88.81 | 40 | 5 | 0
5 | Central hospital | 1 | 17 | Analyser, electrolyte, flame photometer | 58965.93 | 6 | 5 | 1 | 58 | 1 | DNAse-/RNAse-free TIPS, for pipettes 10 - 100 �l, 10 boxes at 96 per pack | 88.81 | 20 | 5 | 0
4 | Provincial hospital | 1 | 18 | Analyser, electrophoresis, protein fractionation | 57000 | 1 | 5 | 1 | 58 | 1 | DNAse-/RNAse-free TIPS, for pipettes 20 - 200 �l, 10 boxes at 96 per pack | 81.98 | 10 | 5 | 0
5 | Central hospital | 1 | 18 | Analyser, electrophoresis, protein fractionation | 57000 | 1 | 5 | 1 | 58 | 1 | TIPS, PE, for pipettes 0.5 - 10 �l, 1000 per pack | 19.13 | 10 | 5 | 0
2 | Health center | 1 | 19 | Analyser, enzyme | 20000 | 1 | 5 | 1 | 58 | 1 | TIPS, PE, for pipettes 1 - 200 �l, 1000 per pack | 21.86 | 5 | 5 | 0
3 | District hospital | 1 | 19 | Analyser, enzyme | 20000 | 1 | 5 | 1 | 58 | 1 | TIPS, PE, for pipettes 100 - 1000 �l , 1000 per pack | 19.13 | 5 | 5 | 0
3 | District hospital | 1 | 20 | Analyser, haematology, blood grouping | 6248 | 1 | 5 | 1 | 58 | 1 | Pasteur-pipettes, plastic, sterile, 1.5ml, 500 per pack | 54.65 | 30 | 5 | 0
4 | Provincial hospital | 1 | 20 | Analyser, haematology, blood grouping | 6248 | 2 | 5 | 1 | 58 | 1 | Combitips for Multipette 5 ml, 100 pieces/pack | 109.3 | 3 | 5 | 0
5 | Central hospital | 1 | 20 | Analyser, haematology, blood grouping | 6248 | 2 | 5 | 1 | 58 | 1 | Combitips for Multipette 10 ml, 100 pieces/pack | 109.3 | 3 | 5 | 0
4 | Provincial hospital | 1 | 21 | Analyser, haematology, cell-differential | 563.71 | 2 | 5 | 1 | 58 | 1 | Plastic bags, disposable PP, 100 pieces per pack | 13.66 | 5 | 5 | 0
5 | Central hospital | 1 | 21 | Analyser, haematology, cell-differential | 563.71 | 2 | 5 | 1 | 58 | 1 | Gloves, vinyl, powder free, disposable, size S, 100 per pack | 16.4 | 60 | 5 | 0
3 | District hospital | 1 | 22 | Analyser, haematology, cell-quantifying, manual | 13000 | 1 | 5 | 1 | 58 | 1 | Gloves, vinyl, powder free, disposable, size M, 100 per pack | 16.4 | 90 | 5 | 0
2 | Health center | 1 | 23 | Analyser, haematology, haemoglobin | 9423.65 | 1 | 5 | 1 | 58 | 1 | Gloves, vinyl, powder free, disposable, size L, 100 per pack | 16.4 | 30 | 5 | 0
3 | District hospital | 1 | 23 | Analyser, haematology, haemoglobin | 9423.65 | 1 | 5 | 1 | 58 | 1 | Forceps plastic | 15.03 | 3 | 5 | 0
3 | District hospital | 1 | 24 | Analyser, immunoassay, chemiluminescent | 42000 | 1 | 5 | 1 | 58 | 1 | Bottles, plastic | 30.06 | 3 | 5 | 0
4 | Provincial hospital | 1 | 24 | Analyser, immunoassay, chemiluminescent | 42000 | 2 | 5 | 1 | 58 | 1 | Marker pen, water resistant | 6.83 | 3 | 5 | 0
5 | Central hospital | 1 | 24 | Analyser, immunoassay, chemiluminescent | 42000 | 2 | 5 | 1 | 58 | 1 | Gloves, nitril, powder free, disposable, size 6-7, 100 per pack | 19.13 | 10 | 5 | 0
4 | Provincial hospital | 1 | 25 | Analyser, immunoassay, enzyme | 9000 | 1 | 5 | 1 | 58 | 1 | Gloves, nitril, powder free, disposable, size 7-8, 100 per pack | 20.49 | 5 | 5 | 0
5 | Central hospital | 1 | 25 | Analyser, immunoassay, enzyme | 9000 | 1 | 5 | 1 | 58 | 1 | Gloves, nitril, powder free, disposable, size 8-9, 100 per pack | 21.86 | 2 | 5 | 0
4 | Provincial hospital | 1 | 26 | Analyser, immunoassay, fluorescent | 25000 | 1 | 5 | 1 | 58 | 1 | Strips for the rapid detection of resistance to isoniazid and rifampicin, per strip | 24.59 | 1000 | 5 | 0
5 | Central hospital | 1 | 26 | Analyser, immunoassay, fluorescent | 25000 | 1 | 5 | 1 | 58 | 1 | Strips for the rapid detection of resistance to isoniazid and rifampicin, per strip | 3.5 | 1000 | 5 | 0
4 | Provincial hospital | 1 | 27 | Analyser, immunoassay, light transmission | 0 | 1 | 5 | 1 | 42 | 2 | shelf | 108 | 5 | 5 | 0
5 | Central hospital | 1 | 27 | Analyser, immunoassay, light transmission | 0 | 1 | 5 | 1 | 42 | 2 | shelf with racks | 126 | 4 | 5 | 1
4 | Provincial hospital | 1 | 28 | Analyser, immunoassay, radioisotopic | 0 | 1 | 5 | 1 | 42 | 2 | shelf with racks | 144 | 12 | 5 | 0
5 | Central hospital | 1 | 28 | Analyser, immunoassay, radioisotopic | 0 | 1 | 5 | 1 | 42 | 2 | shelf with | 108 | 4 | 5 | 0
2 | Health center | 1 | 29 | Analyser, pH | 57141.23 | 1 | 5 | 1 | 42 | 2 | file cabinet 4 drawers | 155 | 1 | 5 | 0
3 | District hospital | 1 | 29 | Analyser, pH | 57141.23 | 1 | 5 | 1 | 42 | 2 | secretary chair | 45 | 12 | 5 | 0
5 | Central hospital | 1 | 29 | Analyser, pH | 57141.23 | 6 | 5 | 1 | 42 | 2 | Stools, Adjustable | 54 | 5 | 5 | 0
4 | Provincial hospital | 1 | 30 | Analyser, photometer, general-purpose | 3045.4 | 3 | 5 | 1 | 42 | 2 | chair | 54 | 15 | 5 | 0
5 | Central hospital | 1 | 30 | Analyser, photometer, general-purpose | 3045.4 | 3 | 5 | 1 | 42 | 2 | stool, revolving | 35 | 15 | 5 | 0
2 | Health center | 1 | 31 | Analyser, urine | 1289.99 | 1 | 5 | 1 | 42 | 2 | stool, revolving with backrest | 68 | 22 | 5 | 0
3 | District hospital | 1 | 31 | Analyser, urine | 1289.99 | 1 | 5 | 1 | 42 | 2 | bath,trough | 270 | 1 | 5 | 0
4 | Provincial hospital | 1 | 31 | Analyser, urine | 1289.99 | 1 | 5 | 1 | 42 | 2 | step stool | 52 | 10 | 5 | 0
5 | Central hospital | 1 | 31 | Analyser, urine | 1289.99 | 1 | 5 | 1 | 42 | 2 | bars, paralel for rehabilitation | 819 | 1 | 5 | 0
4 | Provincial hospital | 1 | 32 | Analytical balance | 4782.05 | 1 | 5 | 1 | 42 | 2 | ergometer | 0 | 3 | 5 | 0
5 | Central hospital | 1 | 32 | Analytical balance | 4782.05 | 1 | 5 | 1 | 42 | 2 | hamper | 68 | 109 | 5 | 0
2 | Health center | 1 | 33 | Analyzer, cholesterol | 1000 | 1 | 5 | 1 | 42 | 2 | waste disposal with pedal | 46 | 12 | 5 | 0
3 | District hospital | 1 | 33 | Analyzer, cholesterol | 1000 | 1 | 5 | 1 | 42 | 2 | cart, dressing | 396 | 16 | 5 | 0
4 | Provincial hospital | 1 | 34 | Anemometer | 2049.45 | 1 | 5 | 1 | 42 | 2 | Carts, Linen/Laundry | 167 | 27 | 5 | 0
5 | Central hospital | 1 | 34 | Anemometer | 2049.45 | 1 | 5 | 1 | 42 | 2 | carts, supermarket for sterilized | 360 | 3 | 5 | 0
5 | Central hospital | 1 | 35 | Angioscope, fibreoptic, reusable | 1000 | 1 | 5 | 1 | 42 | 2 | wheel cart | 540 | 8 | 5 | 0
2 | Health center | 1 | 36 | Apheresis unit | 10000 | 1 | 5 | 1 | 42 | 2 | Hampers | 32 | 22 | 5 | 0
3 | District hospital | 1 | 36 | Apheresis unit | 10000 | 1 | 5 | 1 | 42 | 2 | cushion, therapeutic exercises | 180 | 1 | 5 | 0
4 | Provincial hospital | 1 | 36 | Apheresis unit | 10000 | 1 | 5 | 1 | 42 | 2 | Toileting assistive products | 63 | 100 | 5 | 0
5 | Central hospital | 1 | 36 | Apheresis unit | 10000 | 1 | 5 | 1 | 42 | 2 | infant bedpan | 63 | 17 | 5 | 0
4 | Provincial hospital | 1 | 37 | Aqua purificator cabinet for two de-mineralising cartridges | 409.89 | 1 | 5 | 1 | 42 | 2 | Curtain, general-purpose, single use | 101 | 39 | 5 | 0
5 | Central hospital | 1 | 37 | Aqua purificator cabinet for two de-mineralising cartridges | 409.89 | 1 | 5 | 1 | 42 | 2 | bucket, inox | 46 | 32 | 5 | 0
4 | Provincial hospital | 1 | 38 | Arthroscope, flexible, fibreoptic | 1000 | 1 | 5 | 1 | 42 | 2 | steps, finger rehabilitation | 144 | 2 | 5 | 0
5 | Central hospital | 1 | 38 | Arthroscope, flexible, fibreoptic | 1000 | 1 | 5 | 1 | 42 | 2 | steps and ramp rehab | 666 | 1 | 5 | 0
4 | Provincial hospital | 1 | 39 | Articulator, dental | 0 | 1 | 5 | 1 | 42 | 2 | desk, physician | 135 | 11 | 5 | 0
5 | Central hospital | 1 | 39 | Articulator, dental | 0 | 1 | 5 | 1 | 42 | 2 | computer terminals, hospital inf system | 1350 | 17 | 5 | 0
4 | Provincial hospital | 1 | 40 | Audiometer, impedance | 0 | 1 | 5 | 1 | 42 | 2 | Table, instrument | 180 | 3 | 5 | 0
5 | Central hospital | 1 | 40 | Audiometer, impedance | 0 | 1 | 5 | 1 | 42 | 2 | table, mayo | 108 | 11 | 5 | 0
4 | Provincial hospital | 1 | 41 | Audiometer, pure-tone | 0 | 2 | 5 | 1 | 42 | 2 | table, pasteur | 180 | 43 | 5 | 0
5 | Central hospital | 1 | 41 | Audiometer, pure-tone | 0 | 2 | 5 | 1 | 42 | 2 | table, kydney | 180 | 1 | 5 | 0
4 | Provincial hospital | 1 | 42 | Autoclave | 15029.3 | 2 | 5 | 1 | 42 | 2 | Urinals | 33 | 20 | 5 | 0
5 | Central hospital | 1 | 42 | Autoclave | 15029.3 | 2 | 5 | 1 | 42 | 2 | hanger, radiological aprons | 23 | 1 | 5 | 0
4 | Provincial hospital | 1 | 43 | Autoclave control unit for fully automated process control | 3005.86 | 2 | 5 | 1 | 42 | 2 | Toileting assistive products | 81 | 20 | 5 | 0
5 | Central hospital | 1 | 43 | Autoclave control unit for fully automated process control | 3005.86 | 2 | 5 | 1 | 42 | 2 | Intravenous hanger | 54 | 84 | 5 | 0
4 | Provincial hospital | 1 | 44 | Autoclave control unit for sterilization of liquids, including temperature probe | 3361.1 | 1 | 5 | 1 | 42 | 2 | clock, wall | 45 | 2 | 5 | 0
5 | Central hospital | 1 | 44 | Autoclave control unit for sterilization of liquids, including temperature probe | 3361.1 | 1 | 5 | 1 | 42 | 2 | rail, infusion | 41 | 31 | 5 | 0
4 | Provincial hospital | 1 | 45 | Autoclave recooling system to shorten the time of liquid sterilization | 3415.75 | 1 | 5 | 1 | 42 | 2 | Wheelchair, <specify> | 405 | 17 | 5 | 0
5 | Central hospital | 1 | 45 | Autoclave recooling system to shorten the time of liquid sterilization | 3415.75 | 1 | 5 | 1 | 42 | 2 | Cabinets, Storage, Bedpan/Urinal | 743 | 1 | 5 | 0
4 | Provincial hospital | 1 | 46 | Automated analyser for liquid culture media with growth detection based on a fluorescent signal, 960 vials | 79655.29 | 2 | 5 | 2 | 129 | 1 | Anaesthesia gas, delivery unit, portable | 0 | 1 | 5 | 0
4 | Provincial hospital | 1 | 46 | Automated analyser for liquid culture media with growth detection based on a fluorescent signal, 960 vials | 39827.65 | 2 | 5 | 2 | 129 | 1 | Analyser, bilirubinometry | 4502.41 | 1 | 5 | 0
5 | Central hospital | 1 | 46 | Automated analyser for liquid culture media with growth detection based on a fluorescent signal, 960 vials | 79655.29 | 2 | 5 | 2 | 129 | 1 | Analyser, clinical chemistry, automated, discrete | 26987.23 | 1 | 5 | 0
5 | Central hospital | 1 | 46 | Automated analyser for liquid culture media with growth detection based on a fluorescent signal, 960 vials | 39827.65 | 2 | 5 | 2 | 129 | 1 | Analyser, enzyme | 20000 | 1 | 5 | 0
4 | Provincial hospital | 1 | 47 | Automated pipetting aid, battery capacity for 8 h work, 200 g weight | 478.21 | 2 | 5 | 2 | 129 | 1 | Analyser, haematology, haemoglobin | 9423.65 | 1 | 5 | 0
5 | Central hospital | 1 | 47 | Automated pipetting aid, battery capacity for 8 h work, 200 g weight | 478.21 | 2 | 5 | 2 | 129 | 1 | Analyser, pH | 57141.23 | 1 | 5 | 0
4 | Provincial hospital | 1 | 48 | Balloon high-density poyethylene (HDPE) with discharge cock, 10 liters | 54.65 | 4 | 5 | 2 | 129 | 1 | Analyser, urine | 1289.99 | 1 | 5 | 0
5 | Central hospital | 1 | 48 | Balloon high-density poyethylene (HDPE) with discharge cock, 10 liters | 54.65 | 4 | 5 | 2 | 129 | 1 | Analyzer, cholesterol | 1000 | 1 | 5 | 0
4 | Provincial hospital | 1 | 49 | Balloon high-density poyethylene (HDPE) with discharge cock, 30 liters | 81.98 | 1 | 5 | 2 | 129 | 1 | Apheresis unit | 10000 | 1 | 5 | 0
5 | Central hospital | 1 | 49 | Balloon high-density poyethylene (HDPE) with discharge cock, 30 liters | 81.98 | 1 | 5 | 2 | 129 | 1 | Bed, general-purpose, manually-operated | 4603.04 | 1 | 5 | 0
4 | Provincial hospital | 1 | 50 | Bar-code reader | 0 | 1 | 5 | 2 | 129 | 1 | Bed, orthopedic | 1000 | 1 | 5 | 0
5 | Central hospital | 1 | 50 | Bar-code reader | 0 | 1 | 5 | 2 | 129 | 1 | Bedpan, general-purpose | 40.32 | 1 | 5 | 0
1 | Health post | 2 | 51 | bars, paralel for rehabilitation | 819 | 1 | 5 | 2 | 129 | 1 | Board, arm | 200 | 1 | 5 | 0
2 | Health center | 2 | 51 | bars, paralel for rehabilitation | 819 | 1 | 5 | 2 | 129 | 1 | Bowl, emesis, reusable | 5.42 | 2 | 5 | 0
3 | District hospital | 2 | 51 | bars, paralel for rehabilitation | 819 | 1 | 5 | 2 | 129 | 1 | Bowl, washing | 7.18 | 2 | 5 | 0
4 | Provincial hospital | 2 | 51 | bars, paralel for rehabilitation | 819 | 1 | 5 | 2 | 129 | 1 | Bucket, swab | 44.97 | 6 | 5 | 0
5 | Central hospital | 2 | 51 | bars, paralel for rehabilitation | 819 | 1 | 5 | 2 | 129 | 1 | Cabinet, bedside | 65.33 | 2 | 5 | 0
4 | Provincial hospital | 1 | 52 | Base Support for Laminar Air Flow Cabinet | 1024.73 | 2 | 5 | 2 | 129 | 1 | Cabinet, dental | 179.82 | 1 | 5 | 0
5 | Central hospital | 1 | 52 | Base Support for Laminar Air Flow Cabinet | 1024.73 | 2 | 5 | 2 | 129 | 1 | Cabinet, instrument, general-purpose | 179.82 | 1 | 5 | 0
4 | Provincial hospital | 1 | 53 | Bath, hydro-massage therapy | 2720 | 1 | 5 | 2 | 129 | 1 | Cabinet, medicine | 179.82 | 3 | 5 | 0
5 | Central hospital | 1 | 53 | Bath, hydro-massage therapy | 2720 | 1 | 5 | 2 | 129 | 1 | Cabinet, slide storage | 1931.53 | 1 | 5 | 0
4 | Provincial hospital | 1 | 54 | Bath, paraffin, physical therapy | 4426.84 | 1 | 5 | 2 | 129 | 1 | Centrifuge, general-purpose laboratory | 12253.38 | 1 | 5 | 0
5 | Central hospital | 1 | 54 | Bath, paraffin, physical therapy | 4426.84 | 1 | 5 | 2 | 129 | 1 | Chair, bath/shower | 95.65 | 2 | 5 | 0
3 | District hospital | 1 | 55 | Bath, ultrasonic | 33843.23 | 1 | 5 | 2 | 129 | 1 | Chair, blood donor | 1679.08 | 2 | 5 | 0
4 | Provincial hospital | 1 | 55 | Bath, ultrasonic | 33843.23 | 1 | 5 | 2 | 129 | 1 | Chair, examination/treatment, dental | 25638.92 | 1 | 5 | 0
5 | Central hospital | 1 | 55 | Bath, ultrasonic | 33843.23 | 1 | 5 | 2 | 129 | 1 | Chair, operator, dental | 99.36 | 1 | 5 | 0
1 | Health post | 2 | 56 | bath,trough | 270 | 1 | 5 | 2 | 129 | 1 | Chart, eye, Amsler grid | 0 | 1 | 5 | 0
2 | Health center | 2 | 56 | bath,trough | 270 | 1 | 5 | 2 | 129 | 1 | Chart, eye, colour discrimination | 209.41 | 1 | 5 | 0
3 | District hospital | 2 | 56 | bath,trough | 270 | 1 | 5 | 2 | 129 | 1 | Chart, eye, visual acuity | 96 | 1 | 5 | 0
4 | Provincial hospital | 2 | 56 | bath,trough | 270 | 1 | 5 | 2 | 129 | 1 | Chart, patient record | 25.93 | 2 | 5 | 0
5 | Central hospital | 2 | 56 | bath,trough | 270 | 1 | 5 | 2 | 129 | 1 | Cup, medicine | 13.14 | 1 | 5 | 0
3 | District hospital | 1 | 57 | Bed, general-purpose, electrically-powered | 19344.18 | 5 | 5 | 2 | 129 | 1 | Cushion, back | 0 | 1 | 5 | 0
4 | Provincial hospital | 1 | 57 | Bed, general-purpose, electrically-powered | 19344.18 | 11 | 5 | 2 | 129 | 1 | Darkroom film bin, diagnostic imaging | 780.1 | 1 | 5 | 0
5 | Central hospital | 1 | 57 | Bed, general-purpose, electrically-powered | 19344.18 | 13 | 5 | 2 | 129 | 1 | Darkroom light, diagnostic imaging | 251.76 | 1 | 5 | 0
2 | Health center | 1 | 58 | Bed, general-purpose, manually-operated | 4603.04 | 1 | 5 | 2 | 129 | 1 | Electrosurgical system generator, general-purpose | 8851.89 | 1 | 5 | 0
4 | Provincial hospital | 1 | 58 | Bed, general-purpose, manually-operated | 4603.04 | 3 | 5 | 2 | 129 | 1 | Flowmeter, oxygen therapy | 83.15 | 2 | 5 | 0
5 | Central hospital | 1 | 58 | Bed, general-purpose, manually-operated | 4603.04 | 4 | 5 | 2 | 129 | 1 | Fluid delivery mount, general-purpose | 72.61 | 5 | 5 | 0
4 | Provincial hospital | 1 | 59 | Bed, infant, general-purpose | 1000 | 3 | 5 | 2 | 129 | 1 | Footstool, conductive | 42.63 | 5 | 5 | 0
5 | Central hospital | 1 | 59 | Bed, infant, general-purpose | 1000 | 3 | 5 | 2 | 129 | 1 | Forceps, sterilizer transfer | 20.64 | 3 | 5 | 0
2 | Health center | 1 | 60 | Bed, orthopedic | 1000 | 1 | 5 | 2 | 129 | 1 | Fork, tuning | 80 | 1 | 5 | 0
3 | District hospital | 1 | 60 | Bed, orthopedic | 1000 | 1 | 5 | 2 | 129 | 1 | Glucose meter, self-testing | 400.75 | 1 | 5 | 0
4 | Provincial hospital | 1 | 60 | Bed, orthopedic | 1000 | 1 | 5 | 2 | 129 | 1 | Hammer, percussion | 188.47 | 1 | 5 | 0
5 | Central hospital | 1 | 60 | Bed, orthopedic | 1000 | 1 | 5 | 2 | 129 | 1 | Kick bucket | 44.97 | 6 | 5 | 0
3 | District hospital | 1 | 61 | Bed, paediatric | 2398.01 | 1 | 5 | 2 | 129 | 1 | Light system, surgical | 8876.09 | 1 | 5 | 0
4 | Provincial hospital | 1 | 61 | Bed, paediatric | 2398.01 | 1 | 5 | 2 | 129 | 1 | Light, dental, general-purpose | 0 | 1 | 5 | 0
5 | Central hospital | 1 | 61 | Bed, paediatric | 2398.01 | 1 | 5 | 2 | 129 | 1 | Light, examination, hand-held, battery-powered | 0 | 2 | 5 | 0
2 | Health center | 1 | 62 | Bedpan, general-purpose | 40.32 | 1 | 5 | 2 | 129 | 1 | Light, examination, mobile | 533.18 | 4 | 5 | 0
3 | District hospital | 1 | 62 | Bedpan, general-purpose | 40.32 | 5 | 5 | 2 | 129 | 1 | Light, ultraviolet | 500 | 1 | 5 | 0
4 | Provincial hospital | 1 | 62 | Bedpan, general-purpose | 40.32 | 13 | 5 | 2 | 129 | 1 | Mattress, bed, general-purpose | 1026.13 | 2 | 5 | 0
5 | Central hospital | 1 | 62 | Bedpan, general-purpose | 40.32 | 19 | 5 | 2 | 129 | 1 | Mattress, bed, water | 0 | 1 | 5 | 0
5 | Central hospital | 1 | 63 | Blood recovery autotransfusion unit | 15000 | 1 | 5 | 2 | 129 | 1 | Microscope, light | 4134.05 | 1 | 5 | 0
2 | Health center | 1 | 64 | Board, arm | 200 | 1 | 5 | 2 | 129 | 1 | Operator console, x-ray system, diagnostic | 0 | 1 | 5 | 0
3 | District hospital | 1 | 64 | Board, arm | 200 | 1 | 5 | 2 | 129 | 1 | Ophthalmoscope, direct | 1500 | 1 | 5 | 0
4 | Provincial hospital | 1 | 64 | Board, arm | 200 | 1 | 5 | 2 | 129 | 1 | Otoscope, direct | 300 | 2 | 5 | 0
5 | Central hospital | 1 | 64 | Board, arm | 200 | 6 | 5 | 2 | 129 | 1 | Oximeter, pulse | 613.35 | 1 | 5 | 0
1 | Health post | 1 | 65 | Bottles, plastic | 30.06 | 3 | 5 | 2 | 129 | 1 | Patient-height measurer | 562.44 | 2 | 5 | 0
2 | Health center | 1 | 65 | Bottles, plastic | 30.06 | 3 | 5 | 2 | 129 | 1 | Rack, apron, radiation protection | 673.64 | 1 | 5 | 0
3 | District hospital | 1 | 65 | Bottles, plastic | 30.06 | 3 | 5 | 2 | 129 | 1 | Rack, bedpan | 623.66 | 1 | 5 | 0
4 | Provincial hospital | 1 | 65 | Bottles, plastic | 30.06 | 3 | 5 | 2 | 129 | 1 | Rack, patient record | 289.65 | 1 | 5 | 0
5 | Central hospital | 1 | 65 | Bottles, plastic | 30.06 | 3 | 5 | 2 | 129 | 1 | Radiographic film processor, automatic, darkroom | 3500 | 1 | 5 | 0
2 | Health center | 1 | 66 | Bowl, emesis, reusable | 5.42 | 2 | 5 | 2 | 129 | 1 | Rail, side-support, bed | 0 | 2 | 5 | 0
3 | District hospital | 1 | 66 | Bowl, emesis, reusable | 5.42 | 23 | 5 | 2 | 129 | 1 | Refrigerator, laboratory | 7522.92 | 1 | 5 | 0
4 | Provincial hospital | 1 | 66 | Bowl, emesis, reusable | 5.42 | 16 | 5 | 2 | 129 | 1 | Refrigerator, pharmacy | 7522.92 | 1 | 5 | 0
5 | Central hospital | 1 | 66 | Bowl, emesis, reusable | 5.42 | 21 | 5 | 2 | 129 | 1 | Scale, patient, floor | 733.8 | 2 | 5 | 0
4 | Provincial hospital | 1 | 67 | Bowl, plastic, 500 x 350 mm | 2.73 | 5 | 5 | 2 | 129 | 1 | Scale, patient, infant | 270.98 | 3 | 5 | 0
5 | Central hospital | 1 | 67 | Bowl, plastic, 500 x 350 mm | 2.73 | 5 | 5 | 2 | 129 | 1 | Scale, precision, mechanical | 653.98 | 1 | 5 | 0
1 | Health post | 1 | 68 | Bowl, washing | 7.18 | 1 | 5 | 2 | 129 | 1 | Screen, bedside | 195.95 | 9 | 5 | 0
2 | Health center | 1 | 68 | Bowl, washing | 7.18 | 2 | 5 | 2 | 129 | 1 | Sealing unit, packaging | 800 | 2 | 5 | 0
3 | District hospital | 1 | 68 | Bowl, washing | 7.18 | 10 | 5 | 2 | 129 | 1 | Shield, radiation, apron | 251.01 | 1 | 5 | 0
4 | Provincial hospital | 1 | 68 | Bowl, washing | 7.18 | 36 | 5 | 2 | 129 | 1 | Shield, radiation, collar | 50.59 | 1 | 5 | 0
5 | Central hospital | 1 | 68 | Bowl, washing | 7.18 | 50 | 5 | 2 | 129 | 1 | Shield, radiation, eye, spectacles | 0 | 1 | 5 | 0
5 | Central hospital | 1 | 69 | Bronchoscope, flexible, fibreoptic | 27100.96 | 1 | 5 | 2 | 129 | 1 | Shield, radiation, gonadal | 115.85 | 1 | 5 | 0
4 | Provincial hospital | 1 | 70 | BSC, class I or II | 17761.9 | 2 | 5 | 2 | 129 | 1 | Shield, radiation, hand, glove | 345.37 | 1 | 5 | 0
5 | Central hospital | 1 | 70 | BSC, class I or II | 17761.9 | 2 | 5 | 2 | 129 | 1 | Sphygmomanome ter, aneroid | 147.35 | 1 | 5 | 0
1 | Health post | 2 | 71 | bucket, inox | 46 | 32 | 5 | 2 | 129 | 1 | Sphygmomanometer, aneroid | 147.35 | 6 | 5 | 0
2 | Health center | 2 | 71 | bucket, inox | 46 | 32 | 5 | 2 | 129 | 1 | Sterilizer, moist heat, unwrapped device | 49743.63 | 3 | 5 | 0
3 | District hospital | 2 | 71 | bucket, inox | 46 | 32 | 5 | 2 | 129 | 1 | Stethoscope, foetal | 64.12 | 2 | 5 | 0
4 | Provincial hospital | 2 | 71 | bucket, inox | 46 | 32 | 5 | 2 | 129 | 1 | Stethoscope, mechanical | 64.08 | 8 | 5 | 0
5 | Central hospital | 2 | 71 | bucket, inox | 46 | 32 | 5 | 2 | 129 | 1 | Stool, general-purpose | 23.1 | 1 | 5 | 0
1 | Health post | 1 | 72 | Bucket, swab | 44.97 | 2 | 5 | 2 | 129 | 1 | Stool, operating room | 23.1 | 2 | 5 | 0
2 | Health center | 1 | 72 | Bucket, swab | 44.97 | 6 | 5 | 2 | 129 | 1 | Stretcher, general-purpose | 2460.53 | 3 | 5 | 0
3 | District hospital | 1 | 72 | Bucket, swab | 44.97 | 24 | 5 | 2 | 129 | 1 | Suction system, dental | 3886.16 | 1 | 5 | 0
4 | Provincial hospital | 1 | 72 | Bucket, swab | 44.97 | 102 | 5 | 2 | 129 | 1 | Suction system, general-purpose, electrically-powered | 3886.16 | 4 | 5 | 0
5 | Central hospital | 1 | 72 | Bucket, swab | 44.97 | 131 | 5 | 2 | 129 | 1 | Table, birthing | 45133.75 | 2 | 5 | 0
3 | District hospital | 1 | 73 | Bunsen burner | 38.78 | 2 | 5 | 2 | 129 | 1 | Table, examination/treatment, general-purpose | 2024.99 | 4 | 5 | 0
4 | Provincial hospital | 1 | 73 | Bunsen burner | 38.78 | 2 | 5 | 2 | 129 | 1 | Table, instrument | 133.16 | 7 | 5 | 0
5 | Central hospital | 1 | 73 | Bunsen burner | 38.78 | 2 | 5 | 2 | 129 | 1 | Table, operating-room, mechanical | 2858.47 | 1 | 5 | 0
4 | Provincial hospital | 1 | 74 | Bunsen burner with fine tuning | 143.46 | 1 | 5 | 2 | 129 | 1 | Table, over-bed | 612.69 | 2 | 5 | 0
5 | Central hospital | 1 | 74 | Bunsen burner with fine tuning | 143.46 | 1 | 5 | 2 | 129 | 1 | Thermometer holder | 9.13 | 3 | 5 | 0
2 | Health center | 1 | 75 | Cabinet, bedside | 65.33 | 2 | 5 | 2 | 129 | 1 | Thermometer, electronic | 389.03 | 3 | 5 | 0
3 | District hospital | 1 | 75 | Cabinet, bedside | 65.33 | 7 | 5 | 2 | 129 | 1 | Thermometer, laboratory | 58.76 | 1 | 5 | 0
4 | Provincial hospital | 1 | 75 | Cabinet, bedside | 65.33 | 5 | 5 | 2 | 129 | 1 | Trolley, resuscitation | 17856.31 | 3 | 5 | 0
5 | Central hospital | 1 | 75 | Cabinet, bedside | 65.33 | 6 | 5 | 2 | 129 | 1 | Trolley, instrument | 142.16 | 1 | 5 | 0
2 | Health center | 1 | 76 | Cabinet, dental | 179.82 | 1 | 5 | 2 | 129 | 1 | Trolley, medication | 214.8 | 1 | 5 | 0
3 | District hospital | 1 | 76 | Cabinet, dental | 179.82 | 1 | 5 | 2 | 129 | 1 | View box, diagnostic imaging, non-motorized | 63.59 | 2 | 5 | 0
4 | Provincial hospital | 1 | 76 | Cabinet, dental | 179.82 | 1 | 5 | 2 | 129 | 1 | Walking crutch, axillary | 0 | 1 | 5 | 0
5 | Central hospital | 1 | 76 | Cabinet, dental | 179.82 | 1 | 5 | 2 | 129 | 1 | Washer, decontamination, utensil | 38799.65 | 1 | 5 | 0
2 | Health center | 1 | 77 | Cabinet, instrument, general-purpose | 179.82 | 1 | 5 | 2 | 129 | 1 | Washer, decontamination/sanitizing | 38799.65 | 1 | 5 | 0
3 | District hospital | 1 | 77 | Cabinet, instrument, general-purpose | 179.82 | 1 | 5 | 2 | 129 | 1 | Waste disposal unit, sharp | 5.27 | 10 | 5 | 0
4 | Provincial hospital | 1 | 77 | Cabinet, instrument, general-purpose | 179.82 | 6 | 5 | 2 | 129 | 1 | Wheelchair, attendant driven, collapsible | 268.68 | 3 | 5 | 0
5 | Central hospital | 1 | 77 | Cabinet, instrument, general-purpose | 179.82 | 8 | 5 | 2 | 129 | 1 | X-ray system, diagnostic, general-purpose, stationary, analogue | 0 | 1 | 5 | 0
1 | Health post | 1 | 78 | Cabinet, medicine | 179.82 | 1 | 5 | 2 | 129 | 1 | TB Laboratory Equipment-Microscopy | 0 | 0 | 0 | 0 | 0
2 | Health center | 1 | 78 | Cabinet, medicine | 179.82 | 3 | 5 | 2 | 129 | 1 | Standard reaction tubes with O-ring, 1.5 ml, 1000 per pack | 177.62 | 10 | 5 | 0
3 | District hospital | 1 | 78 | Cabinet, medicine | 179.82 | 5 | 5 | 2 | 129 | 1 | Standard reaction tubes with O-ring, 2 ml, 1000 per pack | 177.62 | 10 | 5 | 0
4 | Provincial hospital | 1 | 78 | Cabinet, medicine | 179.82 | 26 | 5 | 2 | 129 | 1 | Cryo-vial, sterile with cap, 2 ml, with outer winding; pack of 1000 | 245.93 | 3 | 5 | 0
5 | Central hospital | 1 | 78 | Cabinet, medicine | 179.82 | 40 | 5 | 2 | 129 | 1 | Cryo-tags, sized to fit for use on cryo-tubes, rolls of 1000 | 57.38 | 3 | 5 | 0
2 | Health center | 1 | 79 | Cabinet, slide storage | 1931.53 | 1 | 5 | 2 | 129 | 1 | PCR tubes, 0.2 ml with attached caps, sterile, DNAse- RNAse-free, 1000 per pack | 116.14 | 10 | 5 | 0
3 | District hospital | 1 | 79 | Cabinet, slide storage | 1931.53 | 1 | 5 | 2 | 129 | 1 | DNAse-/RNAse-free TIPS, for pipettes 0.1 - 10 �l, 10 boxes at 96 per pack | 88.81 | 10 | 5 | 0
4 | Provincial hospital | 1 | 79 | Cabinet, slide storage | 1931.53 | 2 | 5 | 2 | 129 | 1 | DNAse-/RNAse-free TIPS, for pipettes 1 - 20 �l, 10 boxes at 96 per pack | 88.81 | 40 | 5 | 0
5 | Central hospital | 1 | 79 | Cabinet, slide storage | 1931.53 | 1 | 5 | 2 | 129 | 1 | DNAse-/RNAse-free TIPS, for pipettes 10 - 100 �l, 10 boxes at 96 per pack | 88.81 | 20 | 5 | 0
1 | Health post | 2 | 80 | Cabinets, Storage, Bedpan/Urinal | 743 | 1 | 5 | 2 | 129 | 1 | DNAse-/RNAse-free TIPS, for pipettes 20 - 200 �l, 10 boxes at 96 per pack | 81.98 | 10 | 5 | 0
2 | Health center | 2 | 80 | Cabinets, Storage, Bedpan/Urinal | 743 | 1 | 5 | 2 | 129 | 1 | TIPS, PE, for pipettes 0.5 - 10 �l, 1000 per pack | 19.13 | 10 | 5 | 0
3 | District hospital | 2 | 80 | Cabinets, Storage, Bedpan/Urinal | 743 | 1 | 5 | 2 | 129 | 1 | TIPS, PE, for pipettes 1 - 200 �l, 1000 per pack | 21.86 | 5 | 5 | 0
4 | Provincial hospital | 2 | 80 | Cabinets, Storage, Bedpan/Urinal | 743 | 1 | 5 | 2 | 129 | 1 | TIPS, PE, for pipettes 100 - 1000 �l , 1000 per pack | 19.13 | 5 | 5 | 0
5 | Central hospital | 2 | 80 | Cabinets, Storage, Bedpan/Urinal | 743 | 1 | 5 | 2 | 129 | 1 | Pasteur-pipettes, plastic, sterile, 1.5ml, 500 per pack | 54.65 | 30 | 5 | 0
3 | District hospital | 1 | 81 | Cable/lead, electrocardiograph |  | 1 | 5 | 2 | 129 | 1 | Combitips for Multipette 5 ml, 100 pieces/pack | 109.3 | 3 | 5 | 0
4 | Provincial hospital | 1 | 82 | CAD/CAM unit, radiotherapy beam block | 4000 | 1 | 5 | 2 | 129 | 1 | Combitips for Multipette 10 ml, 100 pieces/pack | 109.3 | 3 | 5 | 0
5 | Central hospital | 1 | 82 | CAD/CAM unit, radiotherapy beam block | 4000 | 1 | 5 | 2 | 129 | 1 | Plastic bags, disposable PP, 100 pieces per pack | 13.66 | 5 | 5 | 0
4 | Provincial hospital | 1 | 83 | Calliper, skinfold, manually-operated | 926.71 | 1 | 5 | 2 | 129 | 1 | Gloves, vinyl, powder free, disposable, size S, 100 per pack | 16.4 | 60 | 5 | 0
5 | Central hospital | 1 | 83 | Calliper, skinfold, manually-operated | 926.71 | 1 | 5 | 2 | 129 | 1 | Gloves, vinyl, powder free, disposable, size M, 100 per pack | 16.4 | 90 | 5 | 0
1 | Health post | 2 | 84 | cart, dressing | 396 | 16 | 5 | 2 | 129 | 1 | Gloves, vinyl, powder free, disposable, size L, 100 per pack | 16.4 | 30 | 5 | 0
2 | Health center | 2 | 84 | cart, dressing | 396 | 16 | 5 | 2 | 129 | 1 | Forceps plastic | 15.03 | 3 | 5 | 0
3 | District hospital | 2 | 84 | cart, dressing | 396 | 16 | 5 | 2 | 129 | 1 | Bottles, plastic | 30.06 | 3 | 5 | 0
4 | Provincial hospital | 2 | 84 | cart, dressing | 396 | 16 | 5 | 2 | 129 | 1 | Marker pen, water resistant | 6.83 | 3 | 5 | 0
5 | Central hospital | 2 | 84 | cart, dressing | 396 | 16 | 5 | 2 | 129 | 1 | Gloves, nitril, powder free, disposable, size 6-7, 100 per pack | 19.13 | 10 | 5 | 0
1 | Health post | 2 | 85 | Carts, Linen/Laundry | 167 | 27 | 5 | 2 | 129 | 1 | Gloves, nitril, powder free, disposable, size 7-8, 100 per pack | 20.49 | 5 | 5 | 0
2 | Health center | 2 | 85 | Carts, Linen/Laundry | 167 | 27 | 5 | 2 | 129 | 1 | Gloves, nitril, powder free, disposable, size 8-9, 100 per pack | 21.86 | 2 | 5 | 0
3 | District hospital | 2 | 85 | Carts, Linen/Laundry | 167 | 27 | 5 | 2 | 129 | 1 | Strips for the rapid detection of resistance to isoniazid and rifampicin, per strip | 24.59 | 1000 | 5 | 0
4 | Provincial hospital | 2 | 85 | Carts, Linen/Laundry | 167 | 27 | 5 | 2 | 129 | 1 | Strips for the rapid detection of resistance to isoniazid and rifampicin, per strip | 3.5 | 1000 | 5 | 0
5 | Central hospital | 2 | 85 | Carts, Linen/Laundry | 167 | 27 | 5 | 2 | 42 | 2 | shelf | 108 | 5 | 5 | 0
1 | Health post | 2 | 86 | carts, supermarket for sterilized | 360 | 3 | 5 | 2 | 42 | 2 | shelf with racks | 126 | 4 | 5 | 1
2 | Health center | 2 | 86 | carts, supermarket for sterilized | 360 | 3 | 5 | 2 | 42 | 2 | shelf with racks | 144 | 12 | 5 | 0
3 | District hospital | 2 | 86 | carts, supermarket for sterilized | 360 | 3 | 5 | 2 | 42 | 2 | shelf with | 108 | 4 | 5 | 0
4 | Provincial hospital | 2 | 86 | carts, supermarket for sterilized | 360 | 3 | 5 | 2 | 42 | 2 | file cabinet 4 drawers | 155 | 1 | 5 | 0
5 | Central hospital | 2 | 86 | carts, supermarket for sterilized | 360 | 3 | 5 | 2 | 42 | 2 | secretary chair | 45 | 12 | 5 | 0
4 | Provincial hospital | 1 | 87 | Cast cutter, electrically-powered | 1692.25 | 1 | 5 | 2 | 42 | 2 | Stools, Adjustable | 54 | 5 | 5 | 0
5 | Central hospital | 1 | 87 | Cast cutter, electrically-powered | 1692.25 | 1 | 5 | 2 | 42 | 2 | chair | 54 | 15 | 5 | 0
4 | Provincial hospital | 1 | 88 | Centrifuge | 8880.95 | 1 | 5 | 2 | 42 | 2 | stool, revolving | 35 | 15 | 5 | 0
5 | Central hospital | 1 | 88 | Centrifuge | 8880.95 | 1 | 5 | 2 | 42 | 2 | stool, revolving with backrest | 68 | 22 | 5 | 0
3 | District hospital | 1 | 89 | Centrifuge for standard reaction tubes | 2459.34 | 1 | 5 | 2 | 42 | 2 | bath,trough | 270 | 1 | 5 | 0
4 | Provincial hospital | 1 | 89 | Centrifuge for standard reaction tubes | 2459.34 | 1 | 5 | 2 | 42 | 2 | step stool | 52 | 10 | 5 | 0
5 | Central hospital | 1 | 89 | Centrifuge for standard reaction tubes | 2459.34 | 1 | 5 | 2 | 42 | 2 | bars, paralel for rehabilitation | 819 | 1 | 5 | 0
4 | Provincial hospital | 1 | 90 | Centrifuge rotor | 1229.67 | 1 | 5 | 2 | 42 | 2 | ergometer | 0 | 3 | 5 | 0
5 | Central hospital | 1 | 90 | Centrifuge rotor | 1229.67 | 1 | 5 | 2 | 42 | 2 | hamper | 68 | 109 | 5 | 0
4 | Provincial hospital | 1 | 91 | Centrifuge rotor buckets | 409.89 | 4 | 5 | 2 | 42 | 2 | waste disposal with pedal | 46 | 12 | 5 | 0
5 | Central hospital | 1 | 91 | Centrifuge rotor buckets | 409.89 | 4 | 5 | 2 | 42 | 2 | cart, dressing | 396 | 16 | 5 | 0
3 | District hospital | 1 | 92 | Centrifuge, cell washing | 93836.72 | 2 | 5 | 2 | 42 | 2 | Carts, Linen/Laundry | 167 | 27 | 5 | 0
4 | Provincial hospital | 1 | 92 | Centrifuge, cell washing | 93836.72 | 2 | 5 | 2 | 42 | 2 | carts, supermarket for sterilized | 360 | 3 | 5 | 0
5 | Central hospital | 1 | 92 | Centrifuge, cell washing | 93836.72 | 2 | 5 | 2 | 42 | 2 | wheel cart | 540 | 8 | 5 | 0
3 | District hospital | 1 | 93 | Centrifuge, cytology | 2118.38 | 1 | 5 | 2 | 42 | 2 | Hampers | 32 | 22 | 5 | 0
4 | Provincial hospital | 1 | 93 | Centrifuge, cytology | 2118.38 | 1 | 5 | 2 | 42 | 2 | cushion, therapeutic exercises | 180 | 1 | 5 | 0
5 | Central hospital | 1 | 93 | Centrifuge, cytology | 2118.38 | 1 | 5 | 2 | 42 | 2 | Toileting assistive products | 63 | 100 | 5 | 0
2 | Health center | 1 | 94 | Centrifuge, general-purpose laboratory | 12253.38 | 1 | 5 | 2 | 42 | 2 | infant bedpan | 63 | 17 | 5 | 0
3 | District hospital | 1 | 94 | Centrifuge, general-purpose laboratory | 12253.38 | 2 | 5 | 2 | 42 | 2 | Curtain, general-purpose, single use | 101 | 39 | 5 | 0
4 | Provincial hospital | 1 | 94 | Centrifuge, general-purpose laboratory | 12253.38 | 8 | 5 | 2 | 42 | 2 | bucket, inox | 46 | 32 | 5 | 0
5 | Central hospital | 1 | 94 | Centrifuge, general-purpose laboratory | 12253.38 | 8 | 5 | 2 | 42 | 2 | steps, finger rehabilitation | 144 | 2 | 5 | 0
1 | Health post | 2 | 95 | chair | 54 | 15 | 5 | 2 | 42 | 2 | steps and ramp rehab | 666 | 1 | 5 | 0
2 | Health center | 2 | 95 | chair | 54 | 15 | 5 | 2 | 42 | 2 | desk, physician | 135 | 11 | 5 | 0
3 | District hospital | 2 | 95 | chair | 54 | 15 | 5 | 2 | 42 | 2 | computer terminals, hospital inf system | 1350 | 17 | 5 | 0
4 | Provincial hospital | 2 | 95 | chair | 54 | 15 | 5 | 2 | 42 | 2 | Table, instrument | 180 | 3 | 5 | 0
5 | Central hospital | 2 | 95 | chair | 54 | 15 | 5 | 2 | 42 | 2 | table, mayo | 108 | 11 | 5 | 0
2 | Health center | 1 | 96 | Chair, bath/shower | 95.65 | 2 | 5 | 2 | 42 | 2 | table, pasteur | 180 | 43 | 5 | 0
3 | District hospital | 1 | 96 | Chair, bath/shower | 95.65 | 5 | 5 | 2 | 42 | 2 | table, kydney | 180 | 1 | 5 | 0
4 | Provincial hospital | 1 | 96 | Chair, bath/shower | 95.65 | 5 | 5 | 2 | 42 | 2 | Urinals | 33 | 20 | 5 | 0
5 | Central hospital | 1 | 96 | Chair, bath/shower | 95.65 | 6 | 5 | 2 | 42 | 2 | hanger, radiological aprons | 23 | 1 | 5 | 0
2 | Health center | 1 | 97 | Chair, blood donor | 1679.08 | 2 | 5 | 2 | 42 | 2 | Toileting assistive products | 81 | 20 | 5 | 0
3 | District hospital | 1 | 97 | Chair, blood donor | 1679.08 | 2 | 5 | 2 | 42 | 2 | Intravenous hanger | 54 | 84 | 5 | 0
4 | Provincial hospital | 1 | 97 | Chair, blood donor | 1679.08 | 1 | 5 | 2 | 42 | 2 | clock, wall | 45 | 2 | 5 | 0
5 | Central hospital | 1 | 97 | Chair, blood donor | 1679.08 | 1 | 5 | 2 | 42 | 2 | rail, infusion | 41 | 31 | 5 | 0
2 | Health center | 1 | 98 | Chair, examination/treatment, dental | 25638.92 | 1 | 5 | 2 | 42 | 2 | Wheelchair, <specify> | 405 | 17 | 5 | 0
3 | District hospital | 1 | 99 | Chair, examination/treatment, electrically-powered | 732.95 | 1 | 5 | 2 | 42 | 2 | Cabinets, Storage, Bedpan/Urinal | 743 | 1 | 5 | 0
4 | Provincial hospital | 1 | 99 | Chair, examination/treatment, electrically-powered | 732.95 | 16 | 5 | 3 | 205 | 1 | Anaesthesia gas delivery unit | 80063.98 | 3 | 5 | 0
5 | Central hospital | 1 | 99 | Chair, examination/treatment, electrically-powered | 732.95 | 17 | 5 | 3 | 205 | 1 | Analyser, bilirubinometry | 4502.41 | 1 | 5 | 0
2 | Health center | 1 | 100 | Chair, operator, dental | 99.36 | 1 | 5 | 3 | 205 | 1 | Analyser, blood glucose | 400.75 | 1 | 5 | 0
3 | District hospital | 1 | 100 | Chair, operator, dental | 99.36 | 1 | 5 | 3 | 205 | 1 | Analyser, clinical chemistry, automated, discrete | 26987.23 | 1 | 5 | 0
4 | Provincial hospital | 1 | 100 | Chair, operator, dental | 99.36 | 1 | 5 | 3 | 205 | 1 | Analyser, enzyme | 20000 | 1 | 5 | 0
5 | Central hospital | 1 | 100 | Chair, operator, dental | 99.36 | 1 | 5 | 3 | 205 | 1 | Analyser, haematology, blood grouping | 6248 | 1 | 5 | 0
5 | Central hospital | 1 | 101 | Chair, reclining | 0 | 1 | 5 | 3 | 205 | 1 | Analyser, haematology, cell-quantifying, manual | 13000 | 1 | 5 | 0
1 | Health post | 1 | 102 | Chart, eye, Amsler grid | 0 | 1 | 5 | 3 | 205 | 1 | Analyser, haematology, haemoglobin | 9423.65 | 1 | 5 | 0
2 | Health center | 1 | 102 | Chart, eye, Amsler grid | 0 | 1 | 5 | 3 | 205 | 1 | Analyser, immunoassay, chemiluminescent | 42000 | 1 | 5 | 0
3 | District hospital | 1 | 102 | Chart, eye, Amsler grid |  | 1 | 5 | 3 | 205 | 1 | Analyser, pH | 57141.23 | 1 | 5 | 0
4 | Provincial hospital | 1 | 102 | Chart, eye, Amsler grid | 0 | 1 | 5 | 3 | 205 | 1 | Analyser, urine | 1289.99 | 1 | 5 | 0
5 | Central hospital | 1 | 102 | Chart, eye, Amsler grid | 0 | 1 | 5 | 3 | 205 | 1 | Analyzer, cholesterol | 1000 | 1 | 5 | 0
1 | Health post | 1 | 103 | Chart, eye, colour discrimination | 209.41 | 1 | 5 | 3 | 205 | 1 | Apheresis unit | 10000 | 1 | 5 | 0
2 | Health center | 1 | 103 | Chart, eye, colour discrimination | 209.41 | 1 | 5 | 3 | 205 | 1 | Bath, ultrasonic | 33843.23 | 1 | 5 | 0
3 | District hospital | 1 | 103 | Chart, eye, colour discrimination | 209.41 | 1 | 5 | 3 | 205 | 1 | Bed, general-purpose, electrically-powered | 19344.18 | 5 | 5 | 0
4 | Provincial hospital | 1 | 103 | Chart, eye, colour discrimination | 209.41 | 1 | 5 | 3 | 205 | 1 | Bed, orthopedic | 1000 | 1 | 5 | 0
5 | Central hospital | 1 | 103 | Chart, eye, colour discrimination | 209.41 | 1 | 5 | 3 | 205 | 1 | Bed, paediatric | 2398.01 | 1 | 5 | 0
1 | Health post | 1 | 104 | Chart, eye, visual acuity | 96 | 1 | 5 | 3 | 205 | 1 | Bedpan, general-purpose | 40.32 | 5 | 5 | 0
2 | Health center | 1 | 104 | Chart, eye, visual acuity | 96 | 1 | 5 | 3 | 205 | 1 | Board, arm | 200 | 1 | 5 | 0
3 | District hospital | 1 | 104 | Chart, eye, visual acuity | 96 | 1 | 5 | 3 | 205 | 1 | Bowl, emesis, reusable | 5.42 | 23 | 5 | 0
4 | Provincial hospital | 1 | 104 | Chart, eye, visual acuity | 96 | 1 | 5 | 3 | 205 | 1 | Bowl, washing | 7.18 | 10 | 5 | 0
5 | Central hospital | 1 | 104 | Chart, eye, visual acuity | 96 | 1 | 5 | 3 | 205 | 1 | Bucket, swab | 44.97 | 24 | 5 | 0
2 | Health center | 1 | 105 | Chart, patient record | 25.93 | 2 | 5 | 3 | 205 | 1 | Bunsen burner | 38.78 | 2 | 5 | 0
3 | District hospital | 1 | 105 | Chart, patient record | 25.93 | 7 | 5 | 3 | 205 | 1 | Cabinet, bedside | 65.33 | 7 | 5 | 0
4 | Provincial hospital | 1 | 105 | Chart, patient record | 25.93 | 6 | 5 | 3 | 205 | 1 | Cabinet, dental | 179.82 | 1 | 5 | 0
5 | Central hospital | 1 | 105 | Chart, patient record | 25.93 | 9 | 5 | 3 | 205 | 1 | Cabinet, instrument, general-purpose | 179.82 | 1 | 5 | 0
4 | Provincial hospital | 1 | 106 | Circulatory assist system, intra-aortic balloon | 35000 | 1 | 5 | 3 | 205 | 1 | Cabinet, medicine | 179.82 | 5 | 5 | 0
5 | Central hospital | 1 | 106 | Circulatory assist system, intra-aortic balloon | 35000 | 3 | 5 | 3 | 205 | 1 | Cabinet, slide storage | 1931.53 | 1 | 5 | 0
1 | Health post | 2 | 107 | clock, wall | 45 | 2 | 5 | 3 | 205 | 1 | Cable/lead, electrocardiograph |  | 1 | 5 | 0
2 | Health center | 2 | 107 | clock, wall | 45 | 2 | 5 | 3 | 205 | 1 | Centrifuge, cell washing | 93836.72 | 2 | 5 | 0
3 | District hospital | 2 | 107 | clock, wall | 45 | 2 | 5 | 3 | 205 | 1 | Centrifuge, cytology | 2118.38 | 1 | 5 | 0
4 | Provincial hospital | 2 | 107 | clock, wall | 45 | 2 | 5 | 3 | 205 | 1 | Centrifuge, general-purpose laboratory | 12253.38 | 2 | 5 | 0
5 | Central hospital | 2 | 107 | clock, wall | 45 | 2 | 5 | 3 | 205 | 1 | Chair, bath/shower | 95.65 | 5 | 5 | 0
4 | Provincial hospital | 1 | 108 | Colposcope | 39548.65 | 2 | 5 | 3 | 205 | 1 | Chair, blood donor | 1679.08 | 2 | 5 | 0
5 | Central hospital | 1 | 108 | Colposcope | 39548.65 | 2 | 5 | 3 | 205 | 1 | Chair, examination/treatment, electrically-powered | 732.95 | 1 | 5 | 0
5 | Central hospital | 1 | 109 | Combination diagnostic imaging system, SPECT/CT | 0 | 1 | 5 | 3 | 205 | 1 | Chair, operator, dental | 99.36 | 1 | 5 | 0
1 | Health post | 1 | 110 | Combitips for Multipette 10 ml, 100 pieces/pack | 109.3 | 3 | 5 | 3 | 205 | 1 | Chart, eye, Amsler grid |  | 1 | 5 | 0
2 | Health center | 1 | 110 | Combitips for Multipette 10 ml, 100 pieces/pack | 109.3 | 3 | 5 | 3 | 205 | 1 | Chart, eye, colour discrimination | 209.41 | 1 | 5 | 0
3 | District hospital | 1 | 110 | Combitips for Multipette 10 ml, 100 pieces/pack | 109.3 | 3 | 5 | 3 | 205 | 1 | Chart, eye, visual acuity | 96 | 1 | 5 | 0
4 | Provincial hospital | 1 | 110 | Combitips for Multipette 10 ml, 100 pieces/pack | 109.3 | 3 | 5 | 3 | 205 | 1 | Chart, patient record | 25.93 | 7 | 5 | 0
5 | Central hospital | 1 | 110 | Combitips for Multipette 10 ml, 100 pieces/pack | 109.3 | 3 | 5 | 3 | 205 | 1 | Contrast medium injector system, powered, multiphase | 30523.2 | 1 | 5 | 0
1 | Health post | 1 | 111 | Combitips for Multipette 5 ml, 100 pieces/pack | 109.3 | 3 | 5 | 3 | 205 | 1 | Cup, medicine | 13.14 | 4 | 5 | 0
2 | Health center | 1 | 111 | Combitips for Multipette 5 ml, 100 pieces/pack | 109.3 | 3 | 5 | 3 | 205 | 1 | Cushion, lumbar |  | 2 | 5 | 0
3 | District hospital | 1 | 111 | Combitips for Multipette 5 ml, 100 pieces/pack | 109.3 | 3 | 5 | 3 | 205 | 1 | Darkroom film bin, diagnostic imaging | 780.1 | 1 | 5 | 0
4 | Provincial hospital | 1 | 111 | Combitips for Multipette 5 ml, 100 pieces/pack | 109.3 | 3 | 5 | 3 | 205 | 1 | Darkroom light, diagnostic imaging | 251.76 | 1 | 5 | 0
5 | Central hospital | 1 | 111 | Combitips for Multipette 5 ml, 100 pieces/pack | 109.3 | 3 | 5 | 3 | 205 | 1 | Dictaphone system, digital | 200 | 1 | 5 | 0
5 | Central hospital | 1 | 112 | Compression system, intermittent | 224 | 1 | 5 | 3 | 205 | 1 | Digital imaging scanner, radiographic | 42615.83 | 1 | 5 | 0
1 | Health post | 2 | 113 | computer terminals, hospital inf system | 1350 | 17 | 5 | 3 | 205 | 1 | Dispenser, paraffin |  | 1 | 5 | 0
2 | Health center | 2 | 113 | computer terminals, hospital inf system | 1350 | 17 | 5 | 3 | 205 | 1 | Electrocardiograph, general-purpose | 6891.47 | 5 | 5 | 0
3 | District hospital | 2 | 113 | computer terminals, hospital inf system | 1350 | 17 | 5 | 3 | 205 | 1 | Electrosurgical system generator, general-purpose | 8851.89 | 1 | 5 | 0
4 | Provincial hospital | 2 | 113 | computer terminals, hospital inf system | 1350 | 17 | 5 | 3 | 205 | 1 | Flowmeter, oxygen therapy | 83.15 | 4 | 5 | 0
5 | Central hospital | 2 | 113 | computer terminals, hospital inf system | 1350 | 17 | 5 | 3 | 205 | 1 | Fluid delivery mount, general-purpose | 72.61 | 16 | 5 | 0
4 | Provincial hospital | 1 | 114 | Conductivity measuring device for laboratory grade water, digital | 437.22 | 2 | 5 | 3 | 205 | 1 | Foetal heart detector, phono | 843 | 2 | 5 | 0
5 | Central hospital | 1 | 114 | Conductivity measuring device for laboratory grade water, digital | 437.22 | 2 | 5 | 3 | 205 | 1 | Foot arch tracing unit | 154.58 | 1 | 5 | 0
5 | Central hospital | 1 | 115 | Container, radiation shielded, general-purpose | 15391.96 | 1 | 5 | 3 | 205 | 1 | Footstool, conductive | 42.63 | 16 | 5 | 0
5 | Central hospital | 1 | 116 | Container, radiation shielded, transport/transfer | 115.08 | 1 | 5 | 3 | 205 | 1 | Forceps, sterilizer transfer | 20.64 | 6 | 5 | 0
3 | District hospital | 1 | 117 | Contrast medium injector system, powered, multiphase | 30523.2 | 1 | 5 | 3 | 205 | 1 | Fork, tuning | 80 | 1 | 5 | 0
4 | Provincial hospital | 1 | 117 | Contrast medium injector system, powered, multiphase | 30523.2 | 2 | 5 | 3 | 205 | 1 | Freezer, blood product | 10235.65 | 2 | 5 | 0
5 | Central hospital | 1 | 117 | Contrast medium injector system, powered, multiphase | 30523.2 | 3 | 5 | 3 | 205 | 1 | Glucose meter, self-testing | 400.75 | 5 | 5 | 0
4 | Provincial hospital | 1 | 118 | Cryosurgical unit, general-purpose | 23691.15 | 2 | 5 | 3 | 205 | 1 | Haematological separator, cell/plasma | 2480.94 | 1 | 5 | 0
5 | Central hospital | 1 | 118 | Cryosurgical unit, general-purpose | 23691.15 | 2 | 5 | 3 | 205 | 1 | Hammer, percussion | 188.47 | 3 | 5 | 0
1 | Health post | 1 | 119 | Cryo-tags, sized to fit for use on cryo-tubes, rolls of 1000 | 57.38 | 3 | 5 | 3 | 205 | 1 | Incubator, infant, transportable | 17025.27 | 1 | 5 | 0
2 | Health center | 1 | 119 | Cryo-tags, sized to fit for use on cryo-tubes, rolls of 1000 | 57.38 | 3 | 5 | 3 | 205 | 1 | Information system, radiology | 50000 | 1 | 5 | 0
3 | District hospital | 1 | 119 | Cryo-tags, sized to fit for use on cryo-tubes, rolls of 1000 | 57.38 | 3 | 5 | 3 | 205 | 1 | Infusion administration set, infusion controller | 3740 | 1 | 5 | 0
4 | Provincial hospital | 1 | 119 | Cryo-tags, sized to fit for use on cryo-tubes, rolls of 1000 | 57.38 | 3 | 5 | 3 | 205 | 1 | Kick bucket | 44.97 | 2 | 5 | 0
5 | Central hospital | 1 | 119 | Cryo-tags, sized to fit for use on cryo-tubes, rolls of 1000 | 57.38 | 3 | 5 | 3 | 205 | 1 | Labelling machine |  | 1 | 5 | 0
1 | Health post | 1 | 120 | Cryo-vial, sterile with cap, 2 ml, with outer winding; pack of 1000 | 245.93 | 3 | 5 | 3 | 205 | 1 | Laminar, airflow unit, mobile | 6310.44 | 1 | 5 | 0
2 | Health center | 1 | 120 | Cryo-vial, sterile with cap, 2 ml, with outer winding; pack of 1000 | 245.93 | 3 | 5 | 3 | 205 | 1 | Light system, surgical | 8876.09 | 5 | 5 | 0
3 | District hospital | 1 | 120 | Cryo-vial, sterile with cap, 2 ml, with outer winding; pack of 1000 | 245.93 | 3 | 5 | 3 | 205 | 1 | Light, examination, hand-held, battery-powered |  | 5 | 5 | 0
4 | Provincial hospital | 1 | 120 | Cryo-vial, sterile with cap, 2 ml, with outer winding; pack of 1000 | 245.93 | 3 | 5 | 3 | 205 | 1 | Light, examination, mobile | 533.18 | 12 | 5 | 0
5 | Central hospital | 1 | 120 | Cryo-vial, sterile with cap, 2 ml, with outer winding; pack of 1000 | 245.93 | 3 | 5 | 3 | 205 | 1 | Light, overbed | 1051.05 | 5 | 5 | 0
2 | Health center | 1 | 121 | Cup, medicine | 13.14 | 1 | 5 | 3 | 205 | 1 | Light, surgical | 8452.66 | 1 | 5 | 0
3 | District hospital | 1 | 121 | Cup, medicine | 13.14 | 4 | 5 | 3 | 205 | 1 | Loupe, binocular | 6782.74 | 1 | 5 | 0
4 | Provincial hospital | 1 | 121 | Cup, medicine | 13.14 | 6 | 5 | 3 | 205 | 1 | Mattress, bed, general-purpose | 1026.13 | 7 | 5 | 0
5 | Central hospital | 1 | 121 | Cup, medicine | 13.14 | 9 | 5 | 3 | 205 | 1 | Mattress, bed, water |  | 1 | 5 | 0
1 | Health post | 2 | 122 | Curtain, general-purpose, single use | 101 | 39 | 5 | 3 | 205 | 1 | Microscope, light | 4134.05 | 3 | 5 | 0
2 | Health center | 2 | 122 | Curtain, general-purpose, single use | 101 | 39 | 5 | 3 | 205 | 1 | Operator console, x-ray system, diagnostic |  | 1 | 5 | 0
3 | District hospital | 2 | 122 | Curtain, general-purpose, single use | 101 | 39 | 5 | 3 | 205 | 1 | Ophthalmoscope, direct | 1500 | 2 | 5 | 0
4 | Provincial hospital | 2 | 122 | Curtain, general-purpose, single use | 101 | 39 | 5 | 3 | 205 | 1 | Otoscope, direct | 300 | 2 | 5 | 0
5 | Central hospital | 2 | 122 | Curtain, general-purpose, single use | 101 | 39 | 5 | 3 | 205 | 1 | Patient monitor, electrocardiographic | 8206.3 | 7 | 5 | 0
2 | Health center | 1 | 123 | Cushion, back | 0 | 1 | 5 | 3 | 205 | 1 | Patient monitoring system module, blood pressure, noninvasive | 16217.93 | 6 | 5 | 0
1 | Health post | 1 | 124 | Cushion, lumbar | 0 | 1 | 5 | 3 | 205 | 1 | Patient monitoring system module, pulse oximetry | 3000 | 6 | 5 | 0
3 | District hospital | 1 | 124 | Cushion, lumbar |  | 2 | 5 | 3 | 205 | 1 | Patient monitoring system, cardiotocographic | 7644.78 | 1 | 5 | 0
4 | Provincial hospital | 1 | 124 | Cushion, lumbar |  | 2 | 5 | 3 | 205 | 1 | Patient rest, leg |  | 1 | 5 | 0
5 | Central hospital | 1 | 124 | Cushion, lumbar |  | 2 | 5 | 3 | 205 | 1 | Patient-height measurer | 562.44 | 2 | 5 | 0
1 | Health post | 2 | 125 | cushion, therapeutic exercises | 180 | 1 | 5 | 3 | 205 | 1 | Picture archiving and communication system, radiology | 500000 | 1 | 5 | 0
2 | Health center | 2 | 125 | cushion, therapeutic exercises | 180 | 1 | 5 | 3 | 205 | 1 | Plasma thawing unit | 750 | 1 | 5 | 0
3 | District hospital | 2 | 125 | cushion, therapeutic exercises | 180 | 1 | 5 | 3 | 205 | 1 | Printer, video | 176.78 | 1 | 5 | 0
4 | Provincial hospital | 2 | 125 | cushion, therapeutic exercises | 180 | 1 | 5 | 3 | 205 | 1 | Rack, apron, radiation protection | 673.64 | 2 | 5 | 0
5 | Central hospital | 2 | 125 | cushion, therapeutic exercises | 180 | 1 | 5 | 3 | 205 | 1 | Rack, bedpan | 623.66 | 5 | 5 | 0
4 | Provincial hospital | 1 | 126 | Cystourethroscope, flexible, video | 41050.75 | 2 | 5 | 3 | 205 | 1 | Rack, patient record | 289.65 | 4 | 5 | 0
5 | Central hospital | 1 | 126 | Cystourethroscope, flexible, video | 41050.75 | 2 | 5 | 3 | 205 | 1 | Radiographic film processor, automatic, darkroom | 3500 | 1 | 5 | 0
2 | Health center | 1 | 127 | Darkroom film bin, diagnostic imaging | 780.1 | 1 | 5 | 3 | 205 | 1 | Rail, side-support, bed |  | 6 | 5 | 0
3 | District hospital | 1 | 127 | Darkroom film bin, diagnostic imaging | 780.1 | 1 | 5 | 3 | 205 | 1 | Refrigerator, blood | 10482.48 | 3 | 5 | 0
4 | Provincial hospital | 1 | 127 | Darkroom film bin, diagnostic imaging | 780.1 | 1 | 5 | 3 | 205 | 1 | Refrigerator, laboratory | 7522.92 | 4 | 5 | 0
5 | Central hospital | 1 | 127 | Darkroom film bin, diagnostic imaging | 780.1 | 1 | 5 | 3 | 205 | 1 | Refrigerator, morgue | 0 | 1 | 5 | 0
2 | Health center | 1 | 128 | Darkroom light, diagnostic imaging | 251.76 | 1 | 5 | 3 | 205 | 1 | Refrigerator, pharmacy | 7522.92 | 5 | 5 | 0
3 | District hospital | 1 | 128 | Darkroom light, diagnostic imaging | 251.76 | 1 | 5 | 3 | 205 | 1 | Saw, autopsy, manually-operated | 9315.34 | 1 | 5 | 0
4 | Provincial hospital | 1 | 128 | Darkroom light, diagnostic imaging | 251.76 | 1 | 5 | 3 | 205 | 1 | Scale, autopsy | 232.35 | 1 | 5 | 0
5 | Central hospital | 1 | 128 | Darkroom light, diagnostic imaging | 251.76 | 1 | 5 | 3 | 205 | 1 | Scale, patient, floor | 733.8 | 2 | 5 | 0
3 | District hospital | 1 | 129 | Deep freeze storage box with lid for 0.2ml PCR tubes, autoclavable PP. | 11.07 | 10 | 5 | 3 | 205 | 1 | Scale, patient, infant | 270.98 | 2 | 5 | 0
4 | Provincial hospital | 1 | 129 | Deep freeze storage box with lid for 0.2ml PCR tubes, autoclavable PP. | 11.07 | 10 | 5 | 3 | 205 | 1 | Scale, precision, electronic | 232.35 | 4 | 5 | 0
5 | Central hospital | 1 | 129 | Deep freeze storage box with lid for 0.2ml PCR tubes, autoclavable PP. | 11.07 | 10 | 5 | 3 | 205 | 1 | Scale, precision, mechanical | 653.98 | 1 | 5 | 0
3 | District hospital | 1 | 130 | Deep freeze storage box with lid for 2 ml cryovials , autoclavable PP | 10.93 | 10 | 5 | 3 | 205 | 1 | Screen, anaesthesia | 137321.39 | 1 | 5 | 0
4 | Provincial hospital | 1 | 130 | Deep freeze storage box with lid for 2 ml cryovials , autoclavable PP | 10.93 | 10 | 5 | 3 | 205 | 1 | Screen, bedside | 195.95 | 16 | 5 | 0
5 | Central hospital | 1 | 130 | Deep freeze storage box with lid for 2 ml cryovials , autoclavable PP | 10.93 | 10 | 5 | 3 | 205 | 1 | Sealing unit, packaging | 800 | 4 | 5 | 0
4 | Provincial hospital | 1 | 131 | Defibrillator,semi-automated | 17156.73 | 1 | 5 | 3 | 205 | 1 | Shaker, laboratory | 3293.56 | 3 | 5 | 0
5 | Central hospital | 1 | 131 | Defibrillator,semi-automated | 17156.73 | 1 | 5 | 3 | 205 | 1 | Shield, radiation, apron | 251.01 | 2 | 5 | 0
5 | Central hospital | 1 | 132 | Dermatome, electrically-powered | 0 | 1 | 5 | 3 | 205 | 1 | Shield, radiation, collar | 50.59 | 2 | 5 | 0
5 | Central hospital | 1 | 133 | Dermatoscope | 7078.21 | 1 | 5 | 3 | 205 | 1 | Shield, radiation, eye, spectacles |  | 2 | 5 | 0
4 | Provincial hospital | 1 | 134 | Desiccator, borosilicate glass, inner diameter 150-200 mm, lid with thread GL 32 | 273.26 | 2 | 5 | 3 | 205 | 1 | Shield, radiation, gonadal | 115.85 | 2 | 5 | 0
5 | Central hospital | 1 | 134 | Desiccator, borosilicate glass, inner diameter 150-200 mm, lid with thread GL 32 | 273.26 | 2 | 5 | 3 | 205 | 1 | Shield, radiation, hand, glove | 345.37 | 2 | 5 | 0
1 | Health post | 2 | 135 | desk, physician | 135 | 11 | 5 | 3 | 205 | 1 | Slide stainer | 54.32 | 2 | 5 | 0
2 | Health center | 2 | 135 | desk, physician | 135 | 11 | 5 | 3 | 205 | 1 | Sphygmomanometer, aneroid | 147.35 | 22 | 5 | 0
3 | District hospital | 2 | 135 | desk, physician | 135 | 11 | 5 | 3 | 205 | 1 | Sterilizer, gas, formaldehyde |  | 1 | 5 | 0
4 | Provincial hospital | 2 | 135 | desk, physician | 135 | 11 | 5 | 3 | 205 | 1 | Sterilizer, moist heat, unwrapped device | 49743.63 | 6 | 5 | 0
5 | Central hospital | 2 | 135 | desk, physician | 135 | 11 | 5 | 3 | 205 | 1 | Stethoscope, foetal | 64.12 | 3 | 5 | 0
4 | Provincial hospital | 1 | 136 | Dialyser reprocessing system | 10470.72 | 1 | 5 | 3 | 205 | 1 | Stethoscope, mechanical | 64.08 | 21 | 5 | 0
5 | Central hospital | 1 | 136 | Dialyser reprocessing system | 10470.72 | 1 | 5 | 3 | 205 | 1 | Stool, general-purpose | 23.1 | 9 | 5 | 0
4 | Provincial hospital | 1 | 137 | Dialysis system, haemo- | 4188.29 | 2 | 5 | 3 | 205 | 1 | Stretcher, general-purpose | 2460.53 | 3 | 5 | 0
5 | Central hospital | 1 | 137 | Dialysis system, haemo- | 4188.29 | 3 | 5 | 3 | 205 | 1 | Stretcher, hospital | 2460.53 | 5 | 5 | 0
4 | Provincial hospital | 1 | 138 | Dialysis system, peritoneal | 2408.27 | 1 | 5 | 3 | 205 | 1 | Suction system, general-purpose, electrically-powered | 3886.16 | 9 | 5 | 0
5 | Central hospital | 1 | 138 | Dialysis system, peritoneal | 2408.27 | 2 | 5 | 3 | 205 | 1 | Suction system, low pressure | 3886.16 | 3 | 5 | 0
3 | District hospital | 1 | 139 | Dictaphone system, digital | 200 | 1 | 5 | 3 | 205 | 1 | Table, birthing | 45133.75 | 3 | 5 | 0
4 | Provincial hospital | 1 | 139 | Dictaphone system, digital | 200 | 1 | 5 | 3 | 205 | 1 | Table, examination/treatment, general-purpose | 2024.99 | 6 | 5 | 0
5 | Central hospital | 1 | 139 | Dictaphone system, digital | 0 | 1 | 5 | 3 | 205 | 1 | Table, instrument | 133.16 | 19 | 5 | 0
3 | District hospital | 1 | 140 | Digital imaging scanner, radiographic | 42615.83 | 1 | 5 | 3 | 205 | 1 | Table, over-bed | 612.69 | 6 | 5 | 0
4 | Provincial hospital | 1 | 140 | Digital imaging scanner, radiographic | 42615.83 | 1 | 5 | 3 | 205 | 1 | Table, ultrasound, diagnostic imaging | 2024.99 | 1 | 5 | 0
5 | Central hospital | 1 | 140 | Digital imaging scanner, radiographic | 42615.83 | 1 | 5 | 3 | 205 | 1 | Thermometer holder | 9.13 | 13 | 5 | 0
4 | Provincial hospital | 1 | 141 | Dilator, vaginal | 15.8 | 1 | 5 | 3 | 205 | 1 | Thermometer, electronic | 389.03 | 12 | 5 | 0
5 | Central hospital | 1 | 141 | Dilator, vaginal | 15.8 | 1 | 5 | 3 | 205 | 1 | Thermometer, laboratory | 58.76 | 1 | 5 | 0
4 | Provincial hospital | 1 | 142 | Discard bottle, stainless steel or thick walled glass with screw cap | 4.1 | 5 | 5 | 3 | 205 | 1 | Timer, electronic | 43.91 | 3 | 5 | 0
5 | Central hospital | 1 | 142 | Discard bottle, stainless steel or thick walled glass with screw cap | 4.1 | 5 | 5 | 3 | 205 | 1 | Tissue processor | 32784.2 | 1 | 5 | 0
4 | Provincial hospital | 1 | 143 | Dispenser for 1000 ml bottle for liquid soap, for wall mounting, 1 per sink | 68.32 | 2 | 5 | 3 | 205 | 1 | Transducer assembly, ultrasound, diagnostic, extracorporeal, mounted |  | 1 | 5 | 0
5 | Central hospital | 1 | 143 | Dispenser for 1000 ml bottle for liquid soap, for wall mounting, 1 per sink | 68.32 | 2 | 5 | 3 | 205 | 1 | Trolley, resuscitation | 17856.31 | 8 | 5 | 0
4 | Provincial hospital | 1 | 144 | Dispenser for hand towels, for wall mounting, 1 per sink | 47.82 | 2 | 5 | 3 | 205 | 1 | Trolley, instrument | 142.16 | 5 | 5 | 0
5 | Central hospital | 1 | 144 | Dispenser for hand towels, for wall mounting, 1 per sink | 47.82 | 2 | 5 | 3 | 205 | 1 | Trolley, medication | 214.8 | 7 | 5 | 0
4 | Provincial hospital | 1 | 145 | Dispenser, liquid, laboratory, electronic | 300 | 1 | 5 | 3 | 205 | 1 | Trolley, mortuary | 1447.21 | 2 | 5 | 0
5 | Central hospital | 1 | 145 | Dispenser, liquid, laboratory, electronic | 300 | 1 | 5 | 3 | 205 | 1 | Ultrasound system, imaging, general-purpose | 54316.86 | 1 | 5 | 0
4 | Provincial hospital | 1 | 146 | Dispenser, medication, liquid | 5.36 | 1 | 5 | 3 | 205 | 1 | Ultrasound system, imaging, obstetric/gynaecological | 10000 | 1 | 5 | 0
5 | Central hospital | 1 | 146 | Dispenser, medication, liquid | 5.36 | 1 | 5 | 3 | 205 | 1 | Utility supply system, dental treatment | 2172.67 | 1 | 5 | 0
4 | Provincial hospital | 1 | 147 | Dispenser, medication, narcotic control | 400 | 5 | 5 | 3 | 205 | 1 | View box, diagnostic imaging, non-motorized | 63.59 | 5 | 5 | 0
5 | Central hospital | 1 | 147 | Dispenser, medication, narcotic control | 400 | 7 | 5 | 3 | 205 | 1 | Washer, decontamination, utensil | 38799.65 | 1 | 5 | 0
3 | District hospital | 1 | 148 | Dispenser, paraffin |  | 1 | 5 | 3 | 205 | 1 | Washer, decontamination/sanitizing | 38799.65 | 5 | 5 | 0
4 | Provincial hospital | 1 | 148 | Dispenser, paraffin | 0 | 1 | 5 | 3 | 205 | 1 | Waste disposal unit, cytotoxic | 3.13 | 5 | 5 | 0
5 | Central hospital | 1 | 148 | Dispenser, paraffin | 0 | 1 | 5 | 3 | 205 | 1 | Waste disposal unit, sharp | 5.27 | 20 | 5 | 0
4 | Provincial hospital | 1 | 149 | Dispenser, soap | 395.2 | 2 | 5 | 3 | 205 | 1 | Water jet pistol | 334.17 | 1 | 5 | 0
5 | Central hospital | 1 | 149 | Dispenser, soap | 395.2 | 4 | 5 | 3 | 205 | 1 | Wheelchair, attendant driven, collapsible | 268.68 | 4 | 5 | 0
4 | Provincial hospital | 1 | 150 | Distension unit, fluid, arthroscopic | 1500 | 1 | 5 | 3 | 205 | 1 | Workstation, diagnostic x-ray system | 12058.34 | 1 | 5 | 0
5 | Central hospital | 1 | 150 | Distension unit, fluid, arthroscopic | 1500 | 1 | 5 | 3 | 205 | 1 | Workstation, ultrasound system | 12058.34 | 1 | 5 | 0
1 | Health post | 1 | 151 | DNAse-/RNAse-free TIPS, for pipettes 0.1 - 10 �l, 10 boxes at 96 per pack | 88.81 | 10 | 5 | 3 | 205 | 1 | X-ray system, diagnostic, fluoroscopic, general-purpose, stationary, digital | 0 | 1 | 5 | 0
2 | Health center | 1 | 151 | DNAse-/RNAse-free TIPS, for pipettes 0.1 - 10 �l, 10 boxes at 96 per pack | 88.81 | 10 | 5 | 3 | 205 | 1 | X-ray system, diagnostic, general-purpose, stationary, analogue | 0 | 1 | 5 | 0
3 | District hospital | 1 | 151 | DNAse-/RNAse-free TIPS, for pipettes 0.1 - 10 �l, 10 boxes at 96 per pack | 88.81 | 10 | 5 | 3 | 205 | 1 | TB Laboratory Equipment - Microscopy | 0 | 0 | 0 | 0
4 | Provincial hospital | 1 | 151 | DNAse-/RNAse-free TIPS, for pipettes 0.1 - 10 �l, 10 boxes at 96 per pack | 88.81 | 10 | 5 | 3 | 205 | 1 | Standard reaction tubes with O-ring, 1.5 ml, 1000 per pack | 177.62 | 10 | 5 | 0
5 | Central hospital | 1 | 151 | DNAse-/RNAse-free TIPS, for pipettes 0.1 - 10 �l, 10 boxes at 96 per pack | 88.81 | 10 | 5 | 3 | 205 | 1 | Standard reaction tubes with O-ring, 2 ml, 1000 per pack | 177.62 | 10 | 5 | 0
1 | Health post | 1 | 152 | DNAse-/RNAse-free TIPS, for pipettes 1 - 20 �l, 10 boxes at 96 per pack | 88.81 | 40 | 5 | 3 | 205 | 1 | Cryo-vial, sterile with cap, 2 ml, with outer winding; pack of 1000 | 245.93 | 3 | 5 | 0
2 | Health center | 1 | 152 | DNAse-/RNAse-free TIPS, for pipettes 1 - 20 �l, 10 boxes at 96 per pack | 88.81 | 40 | 5 | 3 | 205 | 1 | Cryo-tags, sized to fit for use on cryo-tubes, rolls of 1000 | 57.38 | 3 | 5 | 0
3 | District hospital | 1 | 152 | DNAse-/RNAse-free TIPS, for pipettes 1 - 20 �l, 10 boxes at 96 per pack | 88.81 | 40 | 5 | 3 | 205 | 1 | PCR tubes, 0.2 ml with attached caps, sterile, DNAse- RNAse-free, 1000 per pack | 116.14 | 10 | 5 | 0
4 | Provincial hospital | 1 | 152 | DNAse-/RNAse-free TIPS, for pipettes 1 - 20 �l, 10 boxes at 96 per pack | 88.81 | 40 | 5 | 3 | 205 | 1 | DNAse-/RNAse-free TIPS, for pipettes 0.1 - 10 �l, 10 boxes at 96 per pack | 88.81 | 10 | 5 | 0
5 | Central hospital | 1 | 152 | DNAse-/RNAse-free TIPS, for pipettes 1 - 20 �l, 10 boxes at 96 per pack | 88.81 | 40 | 5 | 3 | 205 | 1 | DNAse-/RNAse-free TIPS, for pipettes 1 - 20 �l, 10 boxes at 96 per pack | 88.81 | 40 | 5 | 0
1 | Health post | 1 | 153 | DNAse-/RNAse-free TIPS, for pipettes 10 - 100 �l, 10 boxes at 96 per pack | 88.81 | 20 | 5 | 3 | 205 | 1 | DNAse-/RNAse-free TIPS, for pipettes 10 - 100 �l, 10 boxes at 96 per pack | 88.81 | 20 | 5 | 0
2 | Health center | 1 | 153 | DNAse-/RNAse-free TIPS, for pipettes 10 - 100 �l, 10 boxes at 96 per pack | 88.81 | 20 | 5 | 3 | 205 | 1 | DNAse-/RNAse-free TIPS, for pipettes 20 - 200 �l, 10 boxes at 96 per pack | 81.98 | 10 | 5 | 0
3 | District hospital | 1 | 153 | DNAse-/RNAse-free TIPS, for pipettes 10 - 100 �l, 10 boxes at 96 per pack | 88.81 | 20 | 5 | 3 | 205 | 1 | TIPS, PE, for pipettes 0.5 - 10 �l, 1000 per pack | 19.13 | 10 | 5 | 0
4 | Provincial hospital | 1 | 153 | DNAse-/RNAse-free TIPS, for pipettes 10 - 100 �l, 10 boxes at 96 per pack | 88.81 | 20 | 5 | 3 | 205 | 1 | TIPS, PE, for pipettes 1 - 200 �l, 1000 per pack | 21.86 | 5 | 5 | 0
5 | Central hospital | 1 | 153 | DNAse-/RNAse-free TIPS, for pipettes 10 - 100 �l, 10 boxes at 96 per pack | 88.81 | 20 | 5 | 3 | 205 | 1 | TIPS, PE, for pipettes 100 - 1000 �l , 1000 per pack | 19.13 | 5 | 5 | 0
1 | Health post | 1 | 154 | DNAse-/RNAse-free TIPS, for pipettes 20 - 200 �l, 10 boxes at 96 per pack | 81.98 | 10 | 5 | 3 | 205 | 1 | Pasteur-pipettes, plastic, sterile, 1.5ml, 500 per pack | 54.65 | 30 | 5 | 0
2 | Health center | 1 | 154 | DNAse-/RNAse-free TIPS, for pipettes 20 - 200 �l, 10 boxes at 96 per pack | 81.98 | 10 | 5 | 3 | 205 | 1 | Combitips for Multipette 5 ml, 100 pieces/pack | 109.3 | 3 | 5 | 0
3 | District hospital | 1 | 154 | DNAse-/RNAse-free TIPS, for pipettes 20 - 200 �l, 10 boxes at 96 per pack | 81.98 | 10 | 5 | 3 | 205 | 1 | Combitips for Multipette 10 ml, 100 pieces/pack | 109.3 | 3 | 5 | 0
4 | Provincial hospital | 1 | 154 | DNAse-/RNAse-free TIPS, for pipettes 20 - 200 �l, 10 boxes at 96 per pack | 81.98 | 10 | 5 | 3 | 205 | 1 | Plastic bags, disposable PP, 100 pieces per pack | 13.66 | 5 | 5 | 0
5 | Central hospital | 1 | 154 | DNAse-/RNAse-free TIPS, for pipettes 20 - 200 �l, 10 boxes at 96 per pack | 81.98 | 10 | 5 | 3 | 205 | 1 | Gloves, vinyl, powder free, disposable, size S, 100 per pack | 16.4 | 60 | 5 | 0
4 | Provincial hospital | 1 | 155 | Dosimeter, radiation, film badge | 2000 | 1 | 5 | 3 | 205 | 1 | Gloves, vinyl, powder free, disposable, size M, 100 per pack | 16.4 | 90 | 5 | 0
5 | Central hospital | 1 | 155 | Dosimeter, radiation, film badge | 2000 | 1 | 5 | 3 | 205 | 1 | Gloves, vinyl, powder free, disposable, size L, 100 per pack | 16.4 | 30 | 5 | 0
5 | Central hospital | 1 | 156 | Duodenoscope, video | 42877.21 | 2 | 5 | 3 | 205 | 1 | Forceps plastic | 15.03 | 3 | 5 | 0
5 | Central hospital | 1 | 157 | Dynamometer, hand | 0 | 1 | 5 | 3 | 205 | 1 | Bottles, plastic | 30.06 | 3 | 5 | 0
4 | Provincial hospital | 1 | 158 | Electrical conductivity measuring instrument, haemodialysis solution |  | 1 | 5 | 3 | 205 | 1 | Marker pen, water resistant | 6.83 | 3 | 5 | 0
5 | Central hospital | 1 | 158 | Electrical conductivity measuring instrument, haemodialysis solution | 0 | 1 | 5 | 3 | 205 | 1 | Gloves, nitril, powder free, disposable, size 6-7, 100 per pack | 19.13 | 10 | 5 | 0
3 | District hospital | 1 | 159 | Electrocardiograph, general-purpose | 6891.47 | 5 | 5 | 3 | 205 | 1 | Gloves, nitril, powder free, disposable, size 7-8, 100 per pack | 20.49 | 5 | 5 | 0
4 | Provincial hospital | 1 | 159 | Electrocardiograph, general-purpose | 6891.47 | 7 | 5 | 3 | 205 | 1 | Gloves, nitril, powder free, disposable, size 8-9, 100 per pack | 21.86 | 2 | 5 | 0
5 | Central hospital | 1 | 159 | Electrocardiograph, general-purpose | 6891.47 | 6 | 5 | 3 | 205 | 1 | Strips for the rapid detection of resistance to isoniazid and rifampicin, per strip | 24.59 | 1000 | 5 | 0
4 | Provincial hospital | 1 | 160 | Electroencephalograph | 38949.68 | 1 | 5 | 3 | 205 | 1 | Strips for the rapid detection of resistance to isoniazid and rifampicin, per strip | 3.5 | 1000 | 5 | 0
5 | Central hospital | 1 | 160 | Electroencephalograph | 38949.68 | 2 | 5 | 3 | 205 | 1 | TB Laboratory Equipment - Molecular tests | 0 | 0 | 0 | 0
4 | Provincial hospital | 1 | 161 | Electromyograph | 37694.59 | 1 | 5 | 3 | 205 | 1 | PCR-Workstation UV | 3142.49 | 1 | 5 | 0
5 | Central hospital | 1 | 161 | Electromyograph | 37694.59 | 2 | 5 | 3 | 205 | 1 | Thermocycler | 4782.05 | 1 | 5 | 0
4 | Provincial hospital | 1 | 162 | Electronic maxima-minima-thermometers, two channels, battery, measuring range -10�C/+50�C | 27.33 | 10 | 5 | 3 | 205 | 1 | Ultrasonic bath | 1639.56 | 1 | 5 | 0
5 | Central hospital | 1 | 162 | Electronic maxima-minima-thermometers, two channels, battery, measuring range -10�C/+50�C | 27.33 | 10 | 5 | 3 | 205 | 1 | Thermoshaker for hybridization | 3005.86 | 1 | 5 | 0
4 | Provincial hospital | 1 | 163 | Electronic maxima-minima-thermometers, two channels, thin cable with sensor, battery, measuring range -50�C/+60�C | 27.33 | 10 | 5 | 3 | 205 | 1 | Optional 8-channel pipette, 5 - 50 �l | 587.51 | 1 | 5 | 0
5 | Central hospital | 1 | 163 | Electronic maxima-minima-thermometers, two channels, thin cable with sensor, battery, measuring range -50�C/+60�C | 27.33 | 10 | 5 | 3 | 205 | 1 | Optional 8-channel pipette, 50 - 300 �l | 587.51 | 1 | 5 | 0
4 | Provincial hospital | 1 | 164 | Electronystagmograph | 2000 | 1 | 5 | 3 | 205 | 1 | Optional Electrophoresis, horizontal mini gel system | 409.89 | 1 | 5 | 0
5 | Central hospital | 1 | 164 | Electronystagmograph | 2000 | 1 | 5 | 3 | 205 | 1 | Optional Power supply for electrophoresis | 478.21 | 1 | 5 | 0
2 | Health center | 1 | 165 | Electrosurgical system generator, general-purpose | 8851.89 | 1 | 5 | 3 | 205 | 1 | Optional UV-light illuminator at least 200 x 200 mm window | 1639.56 | 1 | 5 | 0
3 | District hospital | 1 | 165 | Electrosurgical system generator, general-purpose | 8851.89 | 1 | 5 | 3 | 205 | 1 | Optional Microwave oven, approx. 900 W, inner volume minimum 20 litres | 819.78 | 1 | 5 | 0
4 | Provincial hospital | 1 | 165 | Electrosurgical system generator, general-purpose | 8851.89 | 7 | 5 | 3 | 205 | 1 | Racks, for tubes 1.5 - 2 ml, 10 mm diameter, at least 20 positions | 6.83 | 10 | 5 | 0
5 | Central hospital | 1 | 165 | Electrosurgical system generator, general-purpose | 8851.89 | 14 | 5 | 3 | 205 | 1 | Centrifuge for standard reaction tubes | 2459.34 | 1 | 5 | 0
4 | Provincial hospital | 1 | 166 | Emergency spill-kit | 34.16 | 1 | 5 | 3 | 205 | 1 | Floating rack for 20 seats, diameter 10 mm, 2ml, for ultrasonic bath | 9.56 | 2 | 5 | 0
5 | Central hospital | 1 | 166 | Emergency spill-kit | 34.16 | 1 | 5 | 3 | 205 | 1 | Deep freeze storage box with lid for 2 ml cryovials , autoclavable PP | 10.93 | 10 | 5 | 0
4 | Provincial hospital | 1 | 167 | Endoscopic video image processor | 36196.59 | 1 | 5 | 3 | 205 | 1 | Deep freeze storage box with lid for 0.2ml PCR tubes, autoclavable PP. | 11.07 | 10 | 5 | 0
5 | Central hospital | 1 | 167 | Endoscopic video image processor | 36196.59 | 6 | 5 | 3 | 205 | 1 | 1-channel pipette, variable from 0.5 - 10 �l, | 273.26 | 3 | 5 | 0
4 | Provincial hospital | 1 | 168 | Endoscopic video imaging system | 36196.59 | 1 | 5 | 3 | 205 | 1 | 1-channel pipette, variable from 10 - 100 �l | 273.26 | 4 | 5 | 0
5 | Central hospital | 1 | 168 | Endoscopic video imaging system | 36196.59 | 6 | 5 | 3 | 205 | 1 | 1-channel pipette, variable from 100 - 1000 �l, | 273.26 | 4 | 5 | 0
4 | Provincial hospital | 1 | 169 | ENT treatment system | 10784.74 | 2 | 5 | 3 | 205 | 1 | Racks suitable for pipettes offered, at least 4 positions | 109.3 | 4 | 5 | 0
5 | Central hospital | 1 | 169 | ENT treatment system | 10784.74 | 1 | 5 | 3 | 205 | 1 | Refrigerator with freezing department | 409.89 | 1 | 5 | 0
5 | Central hospital | 1 | 170 | Enteroscope, video | 12000 | 1 | 5 | 3 | 205 | 1 | Freezer | 546.52 | 1 | 5 | 0
1 | Health post | 2 | 171 | ergometer | 0 | 3 | 5 | 3 | 205 | 1 | Stand for multichannel pipettes | 122.97 | 1 | 5 | 0
2 | Health center | 2 | 171 | ergometer | 0 | 3 | 5 | 3 | 205 | 1 | Hand-dispenser pipette, 5 dosage steps, suited for combitips | 218.61 | 2 | 5 | 0
3 | District hospital | 2 | 171 | ergometer | 0 | 3 | 5 | 3 | 205 | 1 | Tripod stand for waste bags of 2 litres | 10.25 | 5 | 5 | 0
4 | Provincial hospital | 2 | 171 | ergometer | 0 | 3 | 5 | 3 | 42 | 2 | shelf | 108 | 5 | 5 | 0
5 | Central hospital | 2 | 171 | ergometer | 0 | 3 | 5 | 3 | 42 | 2 | shelf with racks | 126 | 4 | 5 | 1
4 | Provincial hospital | 1 | 172 | Erlenmeyer flasks, borosilicate 3.3, wide neck, autoclavable, 500 ml | 81.98 | 10 | 5 | 3 | 42 | 2 | shelf with racks | 144 | 12 | 5 | 0
5 | Central hospital | 1 | 172 | Erlenmeyer flasks, borosilicate 3.3, wide neck, autoclavable, 500 ml | 81.98 | 10 | 5 | 3 | 42 | 2 | shelf with | 108 | 4 | 5 | 0
4 | Provincial hospital | 1 | 173 | Erlenmeyer flasks, borosilicate 3.3, wide neck, graduated, 100 ml, pack. unit 10 | 54.65 | 20 | 5 | 3 | 42 | 2 | file cabinet 4 drawers | 155 | 1 | 5 | 0
5 | Central hospital | 1 | 173 | Erlenmeyer flasks, borosilicate 3.3, wide neck, graduated, 100 ml, pack. unit 10 | 54.65 | 20 | 5 | 3 | 42 | 2 | secretary chair | 45 | 12 | 5 | 0
4 | Provincial hospital | 1 | 174 | Erlenmeyer flasks, borosilicate 3.3, wide neck, graduated, autoclavable, 1000 ml | 163.96 | 10 | 5 | 3 | 42 | 2 | Stools, Adjustable | 54 | 5 | 5 | 0
5 | Central hospital | 1 | 174 | Erlenmeyer flasks, borosilicate 3.3, wide neck, graduated, autoclavable, 1000 ml | 163.96 | 10 | 5 | 3 | 42 | 2 | chair | 54 | 15 | 5 | 0
4 | Provincial hospital | 1 | 175 | Erlenmeyer flasks, borosilicate 3.3, wide neck, graduated, autoclavable, 2000 ml | 34.16 | 2 | 5 | 3 | 42 | 2 | stool, revolving | 35 | 15 | 5 | 0
5 | Central hospital | 1 | 175 | Erlenmeyer flasks, borosilicate 3.3, wide neck, graduated, autoclavable, 2000 ml | 34.16 | 2 | 5 | 3 | 42 | 2 | stool, revolving with backrest | 68 | 22 | 5 | 0
4 | Provincial hospital | 1 | 176 | Erlenmeyer flasks, borosilicate 3.3, wide neck, graduated, autoclavable, 250 ml | 61.48 | 10 | 5 | 3 | 42 | 2 | bath,trough | 270 | 1 | 5 | 0
5 | Central hospital | 1 | 176 | Erlenmeyer flasks, borosilicate 3.3, wide neck, graduated, autoclavable, 250 ml | 61.48 | 10 | 5 | 3 | 42 | 2 | step stool | 52 | 10 | 5 | 0
4 | Provincial hospital | 1 | 177 | Erlenmeyer flasks, borosilicate 3.3, wide neck, graduated, autoclavable, 50 ml | 54.65 | 20 | 5 | 3 | 42 | 2 | bars, paralel for rehabilitation | 819 | 1 | 5 | 0
5 | Central hospital | 1 | 177 | Erlenmeyer flasks, borosilicate 3.3, wide neck, graduated, autoclavable, 50 ml | 54.65 | 20 | 5 | 3 | 42 | 2 | ergometer | 0 | 3 | 5 | 0
4 | Provincial hospital | 1 | 178 | Evacuator, smoke, surgical | 800 | 2 | 5 | 3 | 42 | 2 | hamper | 68 | 109 | 5 | 0
5 | Central hospital | 1 | 178 | Evacuator, smoke, surgical | 800 | 2 | 5 | 3 | 42 | 2 | waste disposal with pedal | 46 | 12 | 5 | 0
5 | Central hospital | 1 | 179 | Evoked-potential unit | 27648.82 | 2 | 5 | 3 | 42 | 2 | cart, dressing | 396 | 16 | 5 | 0
4 | Provincial hospital | 1 | 180 | Exerciser, continuous passive motion, arm | 8805.89 | 1 | 5 | 3 | 42 | 2 | Carts, Linen/Laundry | 167 | 27 | 5 | 0
5 | Central hospital | 1 | 180 | Exerciser, continuous passive motion, arm | 8805.89 | 1 | 5 | 3 | 42 | 2 | carts, supermarket for sterilized | 360 | 3 | 5 | 0
4 | Provincial hospital | 1 | 181 | Exerciser, continuous passive motion, leg | 8805.89 | 1 | 5 | 3 | 42 | 2 | wheel cart | 540 | 8 | 5 | 0
5 | Central hospital | 1 | 181 | Exerciser, continuous passive motion, leg | 8805.89 | 1 | 5 | 3 | 42 | 2 | Hampers | 32 | 22 | 5 | 0
4 | Provincial hospital | 1 | 182 | Exerciser, finger | 2500 | 1 | 5 | 3 | 42 | 2 | cushion, therapeutic exercises | 180 | 1 | 5 | 0
5 | Central hospital | 1 | 182 | Exerciser, finger | 2500 | 1 | 5 | 3 | 42 | 2 | Toileting assistive products | 63 | 100 | 5 | 0
4 | Provincial hospital | 1 | 183 | Exerciser, hand | 2500 | 2 | 5 | 3 | 42 | 2 | infant bedpan | 63 | 17 | 5 | 0
5 | Central hospital | 1 | 183 | Exerciser, hand | 2500 | 2 | 5 | 3 | 42 | 2 | Curtain, general-purpose, single use | 101 | 39 | 5 | 0
4 | Provincial hospital | 1 | 184 | Exerciser, hand rails | 18834.43 | 2 | 5 | 3 | 42 | 2 | bucket, inox | 46 | 32 | 5 | 0
5 | Central hospital | 1 | 184 | Exerciser, hand rails | 18834.43 | 2 | 5 | 3 | 42 | 2 | steps, finger rehabilitation | 144 | 2 | 5 | 0
4 | Provincial hospital | 1 | 185 | Exerciser, leg | 0 | 1 | 5 | 3 | 42 | 2 | steps and ramp rehab | 666 | 1 | 5 | 0
5 | Central hospital | 1 | 185 | Exerciser, leg | 0 | 1 | 5 | 3 | 42 | 2 | desk, physician | 135 | 11 | 5 | 0
4 | Provincial hospital | 1 | 186 | Exerciser, neck | 0 | 1 | 5 | 3 | 42 | 2 | computer terminals, hospital inf system | 1350 | 17 | 5 | 0
5 | Central hospital | 1 | 186 | Exerciser, neck | 0 | 1 | 5 | 3 | 42 | 2 | Table, instrument | 180 | 3 | 5 | 0
4 | Provincial hospital | 1 | 187 | Exerciser, shoulder | 0 | 1 | 5 | 3 | 42 | 2 | table, mayo | 108 | 11 | 5 | 0
5 | Central hospital | 1 | 187 | Exerciser, shoulder | 0 | 1 | 5 | 3 | 42 | 2 | table, pasteur | 180 | 43 | 5 | 0
4 | Provincial hospital | 1 | 188 | Exerciser, stairs | 0 | 1 | 5 | 3 | 42 | 2 | table, kydney | 180 | 1 | 5 | 0
5 | Central hospital | 1 | 188 | Exerciser, stairs | 0 | 1 | 5 | 3 | 42 | 2 | Urinals | 33 | 20 | 5 | 0
4 | Provincial hospital | 1 | 189 | Exhaust air filtration system for autoclave | 3552.38 | 1 | 5 | 3 | 42 | 2 | hanger, radiological aprons | 23 | 1 | 5 | 0
5 | Central hospital | 1 | 189 | Exhaust air filtration system for autoclave | 3552.38 | 1 | 5 | 3 | 42 | 2 | Toileting assistive products | 81 | 20 | 5 | 0
4 | Provincial hospital | 1 | 190 | Exophthalmometer | 0 | 1 | 5 | 3 | 42 | 2 | Intravenous hanger | 54 | 84 | 5 | 0
5 | Central hospital | 1 | 190 | Exophthalmometer | 0 | 1 | 5 | 3 | 42 | 2 | clock, wall | 45 | 2 | 5 | 0
4 | Provincial hospital | 1 | 191 | Extraction system, orthopaedic cement | 0 | 1 | 5 | 3 | 42 | 2 | rail, infusion | 41 | 31 | 5 | 0
5 | Central hospital | 1 | 191 | Extraction system, orthopaedic cement | 0 | 1 | 5 | 3 | 42 | 2 | Wheelchair, <specify> | 405 | 17 | 5 | 0
1 | Health post | 2 | 192 | file cabinet 4 drawers | 155 | 1 | 5 | 3 | 42 | 2 | Cabinets, Storage, Bedpan/Urinal | 743 | 1 | 5 | 0
2 | Health center | 2 | 192 | file cabinet 4 drawers | 155 | 1 | 5 | 4 | 491 | 1 | Accelerator system, linear | 750000 | 1 | 5 | 0
3 | District hospital | 2 | 192 | file cabinet 4 drawers | 155 | 1 | 5 | 4 | 491 | 1 | Anaesthesia gas delivery unit | 80063.98 | 6 | 5 | 0
4 | Provincial hospital | 2 | 192 | file cabinet 4 drawers | 155 | 1 | 5 | 4 | 491 | 1 | Anaesthesia system, general-purpose | 86306.2 | 1 | 5 | 0
5 | Central hospital | 2 | 192 | file cabinet 4 drawers | 155 | 1 | 5 | 4 | 491 | 1 | Analyser, blood culture, automated | 8164.8 | 1 | 5 | 0
4 | Provincial hospital | 1 | 193 | First aid kit | 327.91 | 1 | 5 | 4 | 491 | 1 | Analyser, blood gas, general-purpose | 58965.93 | 2 | 5 | 0
5 | Central hospital | 1 | 193 | First aid kit | 327.91 | 1 | 5 | 4 | 491 | 1 | Analyser, clinical chemistry, automated, discrete | 26987.23 | 2 | 5 | 0
3 | District hospital | 1 | 194 | Floating rack for 20 seats, diameter 10 mm, 2ml, for ultrasonic bath | 9.56 | 2 | 5 | 4 | 491 | 1 | Analyser, electrolyte, flame photometer | 58965.93 | 4 | 5 | 0
4 | Provincial hospital | 1 | 194 | Floating rack for 20 seats, diameter 10 mm, 2ml, for ultrasonic bath | 9.56 | 2 | 5 | 4 | 491 | 1 | Analyser, electrophoresis, protein fractionation | 57000 | 1 | 5 | 0
5 | Central hospital | 1 | 194 | Floating rack for 20 seats, diameter 10 mm, 2ml, for ultrasonic bath | 9.56 | 2 | 5 | 4 | 491 | 1 | Analyser, haematology, blood grouping | 6248 | 2 | 5 | 0
2 | Health center | 1 | 195 | Flowmeter, oxygen therapy | 83.15 | 2 | 5 | 4 | 491 | 1 | Analyser, haematology, cell-differential | 563.71 | 2 | 5 | 0
3 | District hospital | 1 | 195 | Flowmeter, oxygen therapy | 83.15 | 4 | 5 | 4 | 491 | 1 | Analyser, immunoassay, chemiluminescent | 42000 | 2 | 5 | 0
4 | Provincial hospital | 1 | 195 | Flowmeter, oxygen therapy | 83.15 | 29 | 5 | 4 | 491 | 1 | Analyser, immunoassay, enzyme | 9000 | 1 | 5 | 0
5 | Central hospital | 1 | 195 | Flowmeter, oxygen therapy | 83.15 | 39 | 5 | 4 | 491 | 1 | Analyser, immunoassay, fluorescent | 25000 | 1 | 5 | 0
1 | Health post | 1 | 196 | Fluid delivery mount, general-purpose | 72.61 | 1 | 5 | 4 | 491 | 1 | Analyser, immunoassay, light transmission | 0 | 1 | 5 | 0
2 | Health center | 1 | 196 | Fluid delivery mount, general-purpose | 72.61 | 5 | 5 | 4 | 491 | 1 | Analyser, immunoassay, radioisotopic | 0 | 1 | 5 | 0
3 | District hospital | 1 | 196 | Fluid delivery mount, general-purpose | 72.61 | 16 | 5 | 4 | 491 | 1 | Analyser, photometer, general-purpose | 3045.4 | 3 | 5 | 0
4 | Provincial hospital | 1 | 196 | Fluid delivery mount, general-purpose | 72.61 | 46 | 5 | 4 | 491 | 1 | Analyser, urine | 1289.99 | 1 | 5 | 0
5 | Central hospital | 1 | 196 | Fluid delivery mount, general-purpose | 72.61 | 63 | 5 | 4 | 491 | 1 | Apheresis unit | 10000 | 1 | 5 | 0
4 | Provincial hospital | 1 | 197 | Focimeter | 650 | 1 | 5 | 4 | 491 | 1 | Arthroscope, flexible, fibreoptic | 1000 | 1 | 5 | 0
5 | Central hospital | 1 | 197 | Focimeter | 650 | 1 | 5 | 4 | 491 | 1 | Articulator, dental | 0 | 1 | 5 | 0
3 | District hospital | 1 | 198 | Foetal heart detector, phono | 843 | 2 | 5 | 4 | 491 | 1 | Audiometer, impedance | 0 | 1 | 5 | 0
4 | Provincial hospital | 1 | 198 | Foetal heart detector, phono | 843 | 3 | 5 | 4 | 491 | 1 | Audiometer, pure-tone | 0 | 2 | 5 | 0
5 | Central hospital | 1 | 198 | Foetal heart detector, phono | 843 | 3 | 5 | 4 | 491 | 1 | Bar-code reader | 0 | 1 | 5 | 0
3 | District hospital | 1 | 199 | Foot arch tracing unit | 154.58 | 1 | 5 | 4 | 491 | 1 | Bath, hydro-massage therapy | 2720 | 1 | 5 | 0
4 | Provincial hospital | 1 | 199 | Foot arch tracing unit | 154.58 | 2 | 5 | 4 | 491 | 1 | Bath, paraffin, physical therapy | 4426.84 | 1 | 5 | 0
5 | Central hospital | 1 | 199 | Foot arch tracing unit | 154.58 | 2 | 5 | 4 | 491 | 1 | Bath, ultrasonic | 33843.23 | 1 | 5 | 0
1 | Health post | 1 | 200 | Footstool, conductive | 42.63 | 1 | 5 | 4 | 491 | 1 | Bed, general-purpose, electrically-powered | 19344.18 | 11 | 5 | 0
2 | Health center | 1 | 200 | Footstool, conductive | 42.63 | 5 | 5 | 4 | 491 | 1 | Bed, general-purpose, manually-operated | 4603.04 | 3 | 5 | 0
3 | District hospital | 1 | 200 | Footstool, conductive | 42.63 | 16 | 5 | 4 | 491 | 1 | Bed, infant, general-purpose | 1000 | 3 | 5 | 0
4 | Provincial hospital | 1 | 200 | Footstool, conductive | 42.63 | 41 | 5 | 4 | 491 | 1 | Bed, orthopedic | 1000 | 1 | 5 | 0
5 | Central hospital | 1 | 200 | Footstool, conductive | 42.63 | 57 | 5 | 4 | 491 | 1 | Bed, paediatric | 2398.01 | 1 | 5 | 0
1 | Health post | 1 | 201 | Forceps plastic | 15.03 | 3 | 5 | 4 | 491 | 1 | Bedpan, general-purpose | 40.32 | 13 | 5 | 0
2 | Health center | 1 | 201 | Forceps plastic | 15.03 | 3 | 5 | 4 | 491 | 1 | Board, arm | 200 | 1 | 5 | 0
3 | District hospital | 1 | 201 | Forceps plastic | 15.03 | 3 | 5 | 4 | 491 | 1 | Bowl, emesis, reusable | 5.42 | 16 | 5 | 0
4 | Provincial hospital | 1 | 201 | Forceps plastic | 15.03 | 3 | 5 | 4 | 491 | 1 | Bowl, washing | 7.18 | 36 | 5 | 0
5 | Central hospital | 1 | 201 | Forceps plastic | 15.03 | 3 | 5 | 4 | 491 | 1 | Bucket, swab | 44.97 | 102 | 5 | 0
1 | Health post | 1 | 202 | Forceps, sterilizer transfer | 20.64 | 1 | 5 | 4 | 491 | 1 | Bunsen burner | 38.78 | 2 | 5 | 0
2 | Health center | 1 | 202 | Forceps, sterilizer transfer | 20.64 | 3 | 5 | 4 | 491 | 1 | Cabinet, bedside | 65.33 | 5 | 5 | 0
3 | District hospital | 1 | 202 | Forceps, sterilizer transfer | 20.64 | 6 | 5 | 4 | 491 | 1 | Cabinet, dental | 179.82 | 1 | 5 | 0
4 | Provincial hospital | 1 | 202 | Forceps, sterilizer transfer | 20.64 | 31 | 5 | 4 | 491 | 1 | Cabinet, instrument, general-purpose | 179.82 | 6 | 5 | 0
5 | Central hospital | 1 | 202 | Forceps, sterilizer transfer | 20.64 | 40 | 5 | 4 | 491 | 1 | Cabinet, medicine | 179.82 | 26 | 5 | 0
4 | Provincial hospital | 1 | 203 | Forceps; pointed; straight; 18/8 stainless steel, polished | 9.39 | 5 | 5 | 4 | 491 | 1 | Cabinet, slide storage | 1931.53 | 2 | 5 | 0
5 | Central hospital | 1 | 203 | Forceps; pointed; straight; 18/8 stainless steel, polished | 9.39 | 5 | 5 | 4 | 491 | 1 | CAD/CAM unit, radiotherapy beam block | 4000 | 1 | 5 | 0
2 | Health center | 1 | 204 | Fork, tuning | 80 | 1 | 5 | 4 | 491 | 1 | Calliper, skinfold, manually-operated | 926.71 | 1 | 5 | 0
3 | District hospital | 1 | 204 | Fork, tuning | 80 | 1 | 5 | 4 | 491 | 1 | Cast cutter, electrically-powered | 1692.25 | 1 | 5 | 0
4 | Provincial hospital | 1 | 204 | Fork, tuning | 80 | 5 | 5 | 4 | 491 | 1 | Centrifuge, cell washing | 93836.72 | 2 | 5 | 0
5 | Central hospital | 1 | 204 | Fork, tuning | 80 | 5 | 5 | 4 | 491 | 1 | Centrifuge, cytology | 2118.38 | 1 | 5 | 0
3 | District hospital | 1 | 205 | Freezer | 546.52 | 1 | 5 | 4 | 491 | 1 | Centrifuge, general-purpose laboratory | 12253.38 | 8 | 5 | 0
4 | Provincial hospital | 1 | 205 | Freezer | 546.52 | 1 | 5 | 4 | 491 | 1 | Chair, bath/shower | 95.65 | 5 | 5 | 0
5 | Central hospital | 1 | 205 | Freezer | 546.52 | 1 | 5 | 4 | 491 | 1 | Chair, blood donor | 1679.08 | 1 | 5 | 0
3 | District hospital | 1 | 206 | Freezer, blood product | 10235.65 | 2 | 5 | 4 | 491 | 1 | Chair, examination/treatment, electrically-powered | 732.95 | 16 | 5 | 0
4 | Provincial hospital | 1 | 206 | Freezer, blood product | 10235.65 | 2 | 5 | 4 | 491 | 1 | Chair, operator, dental | 99.36 | 1 | 5 | 0
5 | Central hospital | 1 | 206 | Freezer, blood product | 10235.65 | 2 | 5 | 4 | 491 | 1 | Chart, eye, Amsler grid | 0 | 1 | 5 | 0
4 | Provincial hospital | 1 | 207 | Freezer, ultra-low | 0 | 1 | 5 | 4 | 491 | 1 | Chart, eye, colour discrimination | 209.41 | 1 | 5 | 0
5 | Central hospital | 1 | 207 | Freezer, ultra-low | 0 | 1 | 5 | 4 | 491 | 1 | Chart, eye, visual acuity | 96 | 1 | 5 | 0
4 | Provincial hospital | 1 | 208 | Funnel, soda lime glass, plain, short stem, d = 75 mm | 6.83 | 5 | 5 | 4 | 491 | 1 | Chart, patient record | 25.93 | 6 | 5 | 0
5 | Central hospital | 1 | 208 | Funnel, soda lime glass, plain, short stem, d = 75 mm | 6.83 | 5 | 5 | 4 | 491 | 1 | Circulatory assist system, intra-aortic balloon | 35000 | 1 | 5 | 0
4 | Provincial hospital | 1 | 209 | Funnel, soda lime glass, plain, short stem, d = 125 mm | 10.93 | 5 | 5 | 4 | 491 | 1 | Colposcope | 39548.65 | 2 | 5 | 0
5 | Central hospital | 1 | 209 | Funnel, soda lime glass, plain, short stem, d = 125 mm | 10.93 | 5 | 5 | 4 | 491 | 1 | Contrast medium injector system, powered, multiphase | 30523.2 | 2 | 5 | 0
4 | Provincial hospital | 1 | 210 | Funnel, stainless steel 18/8, top diameter 120 mm | 18.45 | 3 | 5 | 4 | 491 | 1 | Cryosurgical unit, general-purpose | 23691.15 | 2 | 5 | 0
5 | Central hospital | 1 | 210 | Funnel, stainless steel 18/8, top diameter 120 mm | 18.45 | 3 | 5 | 4 | 491 | 1 | Cup, medicine | 13.14 | 6 | 5 | 0
4 | Provincial hospital | 1 | 211 | Furnace, dental, porcelain | 2000 | 1 | 5 | 4 | 491 | 1 | Cushion, lumbar |  | 2 | 5 | 0
5 | Central hospital | 1 | 211 | Furnace, dental, porcelain | 2000 | 1 | 5 | 4 | 491 | 1 | Cystourethroscope, flexible, video | 41050.75 | 2 | 5 | 0
4 | Provincial hospital | 1 | 212 | Gasometer | 58965.93 | 4 | 5 | 4 | 491 | 1 | Darkroom film bin, diagnostic imaging | 780.1 | 1 | 5 | 0
5 | Central hospital | 1 | 212 | Gasometer | 58965.93 | 6 | 5 | 4 | 491 | 1 | Darkroom light, diagnostic imaging | 251.76 | 1 | 5 | 0
5 | Central hospital | 1 | 213 | Gastroscope, video | 0 | 2 | 5 | 4 | 491 | 1 | Defibrillator,semi-automated | 17156.73 | 1 | 5 | 0
4 | Provincial hospital | 1 | 214 | Glass beads, massive glass, 3 mm diameter | 34.16 | 1 | 5 | 4 | 491 | 1 | Dialyser reprocessing system | 10470.72 | 1 | 5 | 0
5 | Central hospital | 1 | 214 | Glass beads, massive glass, 3 mm diameter | 34.16 | 1 | 5 | 4 | 491 | 1 | Dialysis system, haemo- | 4188.29 | 2 | 5 | 0
4 | Provincial hospital | 1 | 215 | Glass beads, massive glass, 5 mm diameter | 34.16 | 2 | 5 | 4 | 491 | 1 | Dialysis system, peritoneal | 2408.27 | 1 | 5 | 0
5 | Central hospital | 1 | 215 | Glass beads, massive glass, 5 mm diameter | 34.16 | 2 | 5 | 4 | 491 | 1 | Dictaphone system, digital | 200 | 1 | 5 | 0
1 | Health post | 1 | 216 | Gloves, vinyl, powder free, disposable, size L, 100 per pack | 16.4 | 30 | 5 | 4 | 491 | 1 | Digital imaging scanner, radiographic | 42615.83 | 1 | 5 | 0
2 | Health center | 1 | 216 | Gloves, vinyl, powder free, disposable, size L, 100 per pack | 16.4 | 30 | 5 | 4 | 491 | 1 | Dilator, vaginal | 15.8 | 1 | 5 | 0
3 | District hospital | 1 | 216 | Gloves, vinyl, powder free, disposable, size L, 100 per pack | 16.4 | 30 | 5 | 4 | 491 | 1 | Dispenser, liquid, laboratory, electronic | 300 | 1 | 5 | 0
4 | Provincial hospital | 1 | 216 | Gloves, vinyl, powder free, disposable, size L, 100 per pack | 16.4 | 30 | 5 | 4 | 491 | 1 | Dispenser, medication, liquid | 5.36 | 1 | 5 | 0
5 | Central hospital | 1 | 216 | Gloves, vinyl, powder free, disposable, size L, 100 per pack | 16.4 | 30 | 5 | 4 | 491 | 1 | Dispenser, medication, narcotic control | 400 | 5 | 5 | 0
1 | Health post | 1 | 217 | Gloves, nitril, powder free, disposable, size 6-7, 100 per pack | 19.13 | 10 | 5 | 4 | 491 | 1 | Dispenser, paraffin | 0 | 1 | 5 | 0
2 | Health center | 1 | 217 | Gloves, nitril, powder free, disposable, size 6-7, 100 per pack | 19.13 | 10 | 5 | 4 | 491 | 1 | Dispenser, soap | 395.2 | 2 | 5 | 0
3 | District hospital | 1 | 217 | Gloves, nitril, powder free, disposable, size 6-7, 100 per pack | 19.13 | 10 | 5 | 4 | 491 | 1 | Distension unit, fluid, arthroscopic | 1500 | 1 | 5 | 0
4 | Provincial hospital | 1 | 217 | Gloves, nitril, powder free, disposable, size 6-7, 100 per pack | 19.13 | 10 | 5 | 4 | 491 | 1 | Dosimeter, radiation, film badge | 2000 | 1 | 5 | 0
5 | Central hospital | 1 | 217 | Gloves, nitril, powder free, disposable, size 6-7, 100 per pack | 19.13 | 10 | 5 | 4 | 491 | 1 | Electrical conductivity measuring instrument, haemodialysis solution |  | 1 | 5 | 0
1 | Health post | 1 | 218 | Gloves, nitril, powder free, disposable, size 7-8, 100 per pack | 20.49 | 5 | 5 | 4 | 491 | 1 | Electrocardiograph, general-purpose | 6891.47 | 7 | 5 | 0
2 | Health center | 1 | 218 | Gloves, nitril, powder free, disposable, size 7-8, 100 per pack | 20.49 | 5 | 5 | 4 | 491 | 1 | Electroencephalograph | 38949.68 | 1 | 5 | 0
3 | District hospital | 1 | 218 | Gloves, nitril, powder free, disposable, size 7-8, 100 per pack | 20.49 | 5 | 5 | 4 | 491 | 1 | Electromyograph | 37694.59 | 1 | 5 | 0
4 | Provincial hospital | 1 | 218 | Gloves, nitril, powder free, disposable, size 7-8, 100 per pack | 20.49 | 5 | 5 | 4 | 491 | 1 | Electronystagmograph | 2000 | 1 | 5 | 0
5 | Central hospital | 1 | 218 | Gloves, nitril, powder free, disposable, size 7-8, 100 per pack | 20.49 | 5 | 5 | 4 | 491 | 1 | Electrosurgical system generator, general-purpose | 8851.89 | 7 | 5 | 0
1 | Health post | 1 | 219 | Gloves, nitril, powder free, disposable, size 8-9, 100 per pack | 21.86 | 2 | 5 | 4 | 491 | 1 | Endoscopic video image processor | 36196.59 | 1 | 5 | 0
2 | Health center | 1 | 219 | Gloves, nitril, powder free, disposable, size 8-9, 100 per pack | 21.86 | 2 | 5 | 4 | 491 | 1 | Endoscopic video imaging system | 36196.59 | 1 | 5 | 0
3 | District hospital | 1 | 219 | Gloves, nitril, powder free, disposable, size 8-9, 100 per pack | 21.86 | 2 | 5 | 4 | 491 | 1 | ENT treatment system | 10784.74 | 2 | 5 | 0
4 | Provincial hospital | 1 | 219 | Gloves, nitril, powder free, disposable, size 8-9, 100 per pack | 21.86 | 2 | 5 | 4 | 491 | 1 | Evacuator, smoke, surgical | 800 | 2 | 5 | 0
5 | Central hospital | 1 | 219 | Gloves, nitril, powder free, disposable, size 8-9, 100 per pack | 21.86 | 2 | 5 | 4 | 491 | 1 | Exerciser, continuous passive motion, arm | 8805.89 | 1 | 5 | 0
1 | Health post | 1 | 220 | Gloves, vinyl, powder free, disposable, size M, 100 per pack | 16.4 | 90 | 5 | 4 | 491 | 1 | Exerciser, continuous passive motion, leg | 8805.89 | 1 | 5 | 0
2 | Health center | 1 | 220 | Gloves, vinyl, powder free, disposable, size M, 100 per pack | 16.4 | 90 | 5 | 4 | 491 | 1 | Exerciser, finger | 2500 | 1 | 5 | 0
3 | District hospital | 1 | 220 | Gloves, vinyl, powder free, disposable, size M, 100 per pack | 16.4 | 90 | 5 | 4 | 491 | 1 | Exerciser, hand | 2500 | 2 | 5 | 0
4 | Provincial hospital | 1 | 220 | Gloves, vinyl, powder free, disposable, size M, 100 per pack | 16.4 | 90 | 5 | 4 | 491 | 1 | Exerciser, hand rails | 18834.43 | 2 | 5 | 0
5 | Central hospital | 1 | 220 | Gloves, vinyl, powder free, disposable, size M, 100 per pack | 16.4 | 90 | 5 | 4 | 491 | 1 | Exerciser, leg | 0 | 1 | 5 | 0
1 | Health post | 1 | 221 | Gloves, vinyl, powder free, disposable, size S, 100 per pack | 16.4 | 60 | 5 | 4 | 491 | 1 | Exerciser, neck | 0 | 1 | 5 | 0
2 | Health center | 1 | 221 | Gloves, vinyl, powder free, disposable, size S, 100 per pack | 16.4 | 60 | 5 | 4 | 491 | 1 | Exerciser, shoulder | 0 | 1 | 5 | 0
3 | District hospital | 1 | 221 | Gloves, vinyl, powder free, disposable, size S, 100 per pack | 16.4 | 60 | 5 | 4 | 491 | 1 | Exerciser, stairs | 0 | 1 | 5 | 0
4 | Provincial hospital | 1 | 221 | Gloves, vinyl, powder free, disposable, size S, 100 per pack | 16.4 | 60 | 5 | 4 | 491 | 1 | Exophthalmometer | 0 | 1 | 5 | 0
5 | Central hospital | 1 | 221 | Gloves, vinyl, powder free, disposable, size S, 100 per pack | 16.4 | 60 | 5 | 4 | 491 | 1 | Extraction system, orthopaedic cement | 0 | 1 | 5 | 0
1 | Health post | 1 | 222 | Glucose meter, self-testing | 400.75 | 1 | 5 | 4 | 491 | 1 | Flowmeter, oxygen therapy | 83.15 | 29 | 5 | 0
2 | Health center | 1 | 222 | Glucose meter, self-testing | 400.75 | 1 | 5 | 4 | 491 | 1 | Fluid delivery mount, general-purpose | 72.61 | 46 | 5 | 0
3 | District hospital | 1 | 222 | Glucose meter, self-testing | 400.75 | 5 | 5 | 4 | 491 | 1 | Focimeter | 650 | 1 | 5 | 0
4 | Provincial hospital | 1 | 222 | Glucose meter, self-testing | 400.75 | 5 | 5 | 4 | 491 | 1 | Foetal heart detector, phono | 843 | 3 | 5 | 0
5 | Central hospital | 1 | 222 | Glucose meter, self-testing | 400.75 | 7 | 5 | 4 | 491 | 1 | Foot arch tracing unit | 154.58 | 2 | 5 | 0
4 | Provincial hospital | 1 | 223 | Goggles, according to EN 166 and EN 170, frame adjustable, integrated side and top protection, total weight <40 g | 8.2 | 5 | 5 | 4 | 491 | 1 | Footstool, conductive | 42.63 | 41 | 5 | 0
5 | Central hospital | 1 | 223 | Goggles, according to EN 166 and EN 170, frame adjustable, integrated side and top protection, total weight <40 g | 8.2 | 5 | 5 | 4 | 491 | 1 | Forceps, sterilizer transfer | 20.64 | 31 | 5 | 0
3 | District hospital | 1 | 224 | Haematological separator, cell/plasma | 2480.94 | 1 | 5 | 4 | 491 | 1 | Fork, tuning | 80 | 5 | 5 | 0
4 | Provincial hospital | 1 | 224 | Haematological separator, cell/plasma | 2480.94 | 1 | 5 | 4 | 491 | 1 | Freezer, blood product | 10235.65 | 2 | 5 | 0
5 | Central hospital | 1 | 224 | Haematological separator, cell/plasma | 2480.94 | 1 | 5 | 4 | 491 | 1 | Freezer, ultra-low | 0 | 1 | 5 | 0
1 | Health post | 1 | 225 | Hammer, percussion | 188.47 | 1 | 5 | 4 | 491 | 1 | Furnace, dental, porcelain | 2000 | 1 | 5 | 0
2 | Health center | 1 | 225 | Hammer, percussion | 188.47 | 1 | 5 | 4 | 491 | 1 | Gasometer | 58965.93 | 4 | 5 | 0
3 | District hospital | 1 | 225 | Hammer, percussion | 188.47 | 3 | 5 | 4 | 491 | 1 | Glucose meter, self-testing | 400.75 | 5 | 5 | 0
4 | Provincial hospital | 1 | 225 | Hammer, percussion | 188.47 | 12 | 5 | 4 | 491 | 1 | Haematological separator, cell/plasma | 2480.94 | 1 | 5 | 0
5 | Central hospital | 1 | 225 | Hammer, percussion | 188.47 | 20 | 5 | 4 | 491 | 1 | Hammer, percussion | 188.47 | 12 | 5 | 0
1 | Health post | 2 | 226 | hamper | 68 | 109 | 5 | 4 | 491 | 1 | Hamper | 14.51 | 3 | 5 | 0
2 | Health center | 2 | 226 | hamper | 68 | 109 | 5 | 4 | 491 | 1 | Heater, infant, mobile | 1500 | 4 | 5 | 0
3 | District hospital | 2 | 226 | hamper | 68 | 109 | 5 | 4 | 491 | 1 | Heating/cooling pad control unit | 9000 | 2 | 5 | 0
4 | Provincial hospital | 1 | 226 | Hamper | 14.51 | 3 | 5 | 4 | 491 | 1 | Humidifier, heated | 1570.61 | 2 | 5 | 0
4 | Provincial hospital | 2 | 226 | hamper | 68 | 109 | 5 | 4 | 491 | 1 | Hysteroscope, flexible, video | 25711.86 | 1 | 5 | 0
5 | Central hospital | 1 | 226 | Hamper | 0 | 5 | 5 | 4 | 491 | 1 | Incubator, infant, stationary | 18737.59 | 2 | 5 | 0
5 | Central hospital | 2 | 226 | hamper | 68 | 109 | 5 | 4 | 491 | 1 | Incubator, infant, transportable | 17025.27 | 2 | 5 | 0
1 | Health post | 2 | 227 | Hampers | 32 | 22 | 5 | 4 | 491 | 1 | Incubator, laboratory, aerobic | 1500 | 1 | 5 | 0
2 | Health center | 2 | 227 | Hampers | 32 | 22 | 5 | 4 | 491 | 1 | Incubator, laboratory, anaerobic | 2000 | 1 | 5 | 0
3 | District hospital | 2 | 227 | Hampers | 32 | 22 | 5 | 4 | 491 | 1 | Information system, radiology | 50000 | 1 | 5 | 0
4 | Provincial hospital | 2 | 227 | Hampers | 32 | 22 | 5 | 4 | 491 | 1 | Infusion pump, multichannel | 2284.86 | 15 | 5 | 0
5 | Central hospital | 2 | 227 | Hampers | 32 | 22 | 5 | 4 | 491 | 1 | Infusion pump, syringe | 4000 | 4 | 5 | 0
3 | District hospital | 1 | 228 | Hand-dispenser pipette, 5 dosage steps, suited for combitips | 218.61 | 2 | 5 | 4 | 491 | 1 | Joint movement tester | 0 | 1 | 5 | 0
4 | Provincial hospital | 1 | 228 | Hand-dispenser pipette, 5 dosage steps, suited for combitips | 218.61 | 2 | 5 | 4 | 491 | 1 | Keratome, line-powered | 20000 | 1 | 5 | 0
5 | Central hospital | 1 | 228 | Hand-dispenser pipette, 5 dosage steps, suited for combitips | 218.61 | 2 | 5 | 4 | 491 | 1 | Kick bucket | 44.97 | 29 | 5 | 0
1 | Health post | 2 | 229 | hanger, radiological aprons | 23 | 1 | 5 | 4 | 491 | 1 | Labelling machine | 0 | 1 | 5 | 0
2 | Health center | 2 | 229 | hanger, radiological aprons | 23 | 1 | 5 | 4 | 491 | 1 | Laminar airflow unit, stationary, pharmaceutical | 6878.11 | 1 | 5 | 0
3 | District hospital | 2 | 229 | hanger, radiological aprons | 23 | 1 | 5 | 4 | 491 | 1 | Laminar, airflow unit, mobile | 6310.44 | 5 | 5 | 0
4 | Provincial hospital | 2 | 229 | hanger, radiological aprons | 23 | 1 | 5 | 4 | 491 | 1 | Laryngoscope, intubation | 843.43 | 1 | 5 | 0
5 | Central hospital | 2 | 229 | hanger, radiological aprons | 23 | 1 | 5 | 4 | 491 | 1 | Laser, argon | 20000 | 1 | 5 | 0
5 | Central hospital | 1 | 230 | Heart-lung bypass system roller pump | 4000 | 1 | 5 | 4 | 491 | 1 | Laser, Nd:YAG | 89000 | 1 | 5 | 0
4 | Provincial hospital | 1 | 231 | Heater, infant, mobile | 1500 | 4 | 5 | 4 | 491 | 1 | Lavage unit, ENT | 1426.11 | 1 | 5 | 0
5 | Central hospital | 1 | 231 | Heater, infant, mobile | 1500 | 4 | 5 | 4 | 491 | 1 | Lens set, trial | 1234.05 | 1 | 5 | 0
4 | Provincial hospital | 1 | 232 | Heating/cooling pad control unit | 9000 | 2 | 5 | 4 | 491 | 1 | Lift, patient transfer, mobile | 0 | 1 | 5 | 0
5 | Central hospital | 1 | 232 | Heating/cooling pad control unit | 9000 | 2 | 5 | 4 | 491 | 1 | Light source, endoscope, line-powered | 300.92 | 1 | 5 | 0
4 | Provincial hospital | 1 | 233 | Hot-air oven | 3825.64 | 1 | 5 | 4 | 491 | 1 | Light system, surgical | 8876.09 | 15 | 5 | 0
5 | Central hospital | 1 | 233 | Hot-air oven | 3825.64 | 1 | 5 | 4 | 491 | 1 | Light therapy unit, infrared | 0 | 1 | 5 | 0
4 | Provincial hospital | 1 | 234 | Humidifier, heated | 1570.61 | 2 | 5 | 4 | 491 | 1 | Light therapy unit, photo | 3232.97 | 4 | 5 | 0
5 | Central hospital | 1 | 234 | Humidifier, heated | 1570.61 | 2 | 5 | 4 | 491 | 1 | Light, examination, hand-held, battery-powered | 0 | 18 | 5 | 0
5 | Central hospital | 1 | 235 | Humidity measuring instrument | 0 | 2 | 5 | 4 | 491 | 1 | Light, examination, mobile | 533.18 | 57 | 5 | 0
4 | Provincial hospital | 1 | 236 | Hysteroscope, flexible, video | 25711.86 | 1 | 5 | 4 | 491 | 1 | Light, head-worn | 298.29 | 11 | 5 | 0
5 | Central hospital | 1 | 236 | Hysteroscope, flexible, video | 25711.86 | 1 | 5 | 4 | 491 | 1 | Loupe, binocular | 0 | 1 | 5 | 0
4 | Provincial hospital | 1 | 237 | Incubator | 9290.84 | 2 | 5 | 4 | 491 | 1 | Mask, resuscitation | 0 | 3 | 5 | 0
5 | Central hospital | 1 | 237 | Incubator | 9290.84 | 2 | 5 | 4 | 491 | 1 | Massager, physical therapy | 500 | 1 | 5 | 0
4 | Provincial hospital | 1 | 238 | Incubator, infant, stationary | 18737.59 | 2 | 5 | 4 | 491 | 1 | Mattress, bed, general-purpose | 1026.13 | 16 | 5 | 0
5 | Central hospital | 1 | 238 | Incubator, infant, stationary | 18737.59 | 2 | 5 | 4 | 491 | 1 | Mattress, bed, water |  | 4 | 5 | 0
3 | District hospital | 1 | 239 | Incubator, infant, transportable | 17025.27 | 1 | 5 | 4 | 491 | 1 | Microscope, light | 4134.05 | 8 | 5 | 0
4 | Provincial hospital | 1 | 239 | Incubator, infant, transportable | 17025.27 | 2 | 5 | 4 | 491 | 1 | Microscope, phase contrast | 4400 | 1 | 5 | 0
5 | Central hospital | 1 | 239 | Incubator, infant, transportable | 17025.27 | 2 | 5 | 4 | 491 | 1 | Microscope, surgical, general-purpose | 4000 | 1 | 5 | 0
4 | Provincial hospital | 1 | 240 | Incubator, laboratory, aerobic | 1500 | 1 | 5 | 4 | 491 | 1 | Microscope, surgical, ophthalmic | 4000 | 1 | 5 | 0
5 | Central hospital | 1 | 240 | Incubator, laboratory, aerobic | 1500 | 1 | 5 | 4 | 491 | 1 | Mirror, posture | 204.78 | 1 | 5 | 0
4 | Provincial hospital | 1 | 241 | Incubator, laboratory, anaerobic | 2000 | 1 | 5 | 4 | 491 | 1 | Mixer, breathing gas | 1570.61 | 2 | 5 | 0
5 | Central hospital | 1 | 241 | Incubator, laboratory, anaerobic | 2000 | 1 | 5 | 4 | 491 | 1 | Mixer, dental, amalgam | 160 | 1 | 5 | 0
1 | Health post | 2 | 242 | infant bedpan | 63 | 17 | 5 | 4 | 491 | 1 | Monitor, VDU, colour | 0 | 1 | 5 | 0
2 | Health center | 2 | 242 | infant bedpan | 63 | 17 | 5 | 4 | 491 | 1 | Mount, monitor/television set | 0 | 2 | 5 | 0
3 | District hospital | 2 | 242 | infant bedpan | 63 | 17 | 5 | 4 | 491 | 1 | Nasopharyngoscope, flexible, fibreoptic | 1340282.18 | 1 | 5 | 0
4 | Provincial hospital | 2 | 242 | infant bedpan | 63 | 17 | 5 | 4 | 491 | 1 | Nebulizer, heated | 875.07 | 2 | 5 | 0
5 | Central hospital | 2 | 242 | infant bedpan | 63 | 17 | 5 | 4 | 491 | 1 | Nebulizer, non-heated | 3111.37 | 1 | 5 | 0
3 | District hospital | 1 | 243 | Information system, radiology | 50000 | 1 | 5 | 4 | 491 | 1 | Nephroscope, flexible, video | 3111.37 | 1 | 5 | 0
4 | Provincial hospital | 1 | 243 | Information system, radiology | 50000 | 1 | 5 | 4 | 491 | 1 | Operator console, x-ray system, diagnostic | 0 | 3 | 5 | 0
5 | Central hospital | 1 | 243 | Information system, radiology | 50000 | 1 | 5 | 4 | 491 | 1 | Ophthalmic examination/treatment table/stand, manually-operated | 42703.76 | 1 | 5 | 0
3 | District hospital | 1 | 244 | Infusion administration set, infusion controller | 3740 | 1 | 5 | 4 | 491 | 1 | Ophthalmoscope, direct | 1500 | 22 | 5 | 0
5 | Central hospital | 1 | 244 | Infusion administration set, infusion controller | 3740 | 1 | 5 | 4 | 491 | 1 | Otoscope, direct | 300 | 19 | 5 | 0
4 | Provincial hospital | 1 | 245 | Infusion pump, multichannel | 2284.86 | 15 | 5 | 4 | 491 | 1 | Oximeter, pulse | 613.35 | 1 | 5 | 0
5 | Central hospital | 1 | 245 | Infusion pump, multichannel | 2284.86 | 19 | 5 | 4 | 491 | 1 | Pacemaker, cardiac, external, invasive | 1840 | 2 | 5 | 0
4 | Provincial hospital | 1 | 246 | Infusion pump, syringe | 4000 | 4 | 5 | 4 | 491 | 1 | Pachometer | 8324.22 | 1 | 5 | 0
5 | Central hospital | 1 | 246 | Infusion pump, syringe | 4000 | 4 | 5 | 4 | 491 | 1 | Patient chamber, hyperbaric | 15000 | 1 | 5 | 0
4 | Provincial hospital | 1 | 247 | Inoculation loops, Platinum/Iridium wire, closed, 10 �l | 122.97 | 6 | 5 | 4 | 491 | 1 | Patient data recorder, long-term, electrocardiographic | 1000 | 1 | 5 | 0
5 | Central hospital | 1 | 247 | Inoculation loops, Platinum/Iridium wire, closed, 10 �l | 122.97 | 6 | 5 | 4 | 491 | 1 | Patient data recorder, pneumotachographic | 1250 | 2 | 5 | 0
4 | Provincial hospital | 1 | 248 | Inspissator for coagulation of egg-based culture media | 8197.8 | 1 | 5 | 4 | 491 | 1 | Patient monitor, central | 240181.64 | 6 | 5 | 0
5 | Central hospital | 1 | 248 | Inspissator for coagulation of egg-based culture media | 8197.8 | 1 | 5 | 4 | 491 | 1 | Patient monitor, electrocardiographic | 8206.3 | 27 | 5 | 0
1 | Health post | 2 | 249 | Intravenous hanger | 54 | 84 | 5 | 4 | 491 | 1 | Patient monitoring system module, blood pressure, invasive | 16217.93 | 10 | 5 | 0
2 | Health center | 2 | 249 | Intravenous hanger | 54 | 84 | 5 | 4 | 491 | 1 | Patient monitoring system module, blood pressure, noninvasive | 16217.93 | 11 | 5 | 0
3 | District hospital | 2 | 249 | Intravenous hanger | 54 | 84 | 5 | 4 | 491 | 1 | Patient monitoring system module, cardiac output | 3000 | 2 | 5 | 0
4 | Provincial hospital | 2 | 249 | Intravenous hanger | 54 | 84 | 5 | 4 | 491 | 1 | Patient monitoring system module, electrocardiographic/respiratory | 3000 | 10 | 5 | 0
5 | Central hospital | 2 | 249 | Intravenous hanger | 54 | 84 | 5 | 4 | 491 | 1 | Patient monitoring system module, pulse oximetry | 3000 | 16 | 5 | 0
4 | Provincial hospital | 1 | 250 | Ion exchanger resin for laboratory grade water, pack of 5x10 L resin | 81.98 | 5 | 5 | 4 | 491 | 1 | Patient monitoring system module, temperature | 3000 | 10 | 5 | 0
5 | Central hospital | 1 | 250 | Ion exchanger resin for laboratory grade water, pack of 5x10 L resin | 81.98 | 5 | 5 | 4 | 491 | 1 | Patient monitoring system, cardiotocograph | 7644.78 | 2 | 5 | 0
4 | Provincial hospital | 1 | 251 | Joint movement tester | 0 | 1 | 5 | 4 | 491 | 1 | Patient monitoring system, neonatal | 2119.27 | 4 | 5 | 0
5 | Central hospital | 1 | 251 | Joint movement tester | 0 | 1 | 5 | 4 | 491 | 1 | Patient monitoring system, transportable | 9351.2 | 6 | 5 | 0
4 | Provincial hospital | 1 | 252 | Keratome, line-powered | 20000 | 1 | 5 | 4 | 491 | 1 | Patient-height measurer | 562.44 | 22 | 5 | 0
5 | Central hospital | 1 | 252 | Keratome, line-powered | 20000 | 1 | 5 | 4 | 491 | 1 | Phacoemulsification system generator | 5000 | 1 | 5 | 0
2 | Health center | 1 | 253 | Kick bucket | 44.97 | 6 | 5 | 4 | 491 | 1 | Phantom, diagnostic imaging, x-ray, CT, test object | 750 | 1 | 5 | 0
3 | District hospital | 1 | 253 | Kick bucket | 44.97 | 2 | 5 | 4 | 491 | 1 | Phantom, radionuclide, brachytherapy, test object | 0 | 1 | 5 | 0
4 | Provincial hospital | 1 | 253 | Kick bucket | 44.97 | 29 | 5 | 4 | 491 | 1 | Phantom, therapeutic radiation, multi-modality, test object | 500 | 1 | 5 | 0
5 | Central hospital | 1 | 253 | Kick bucket | 44.97 | 40 | 5 | 4 | 491 | 1 | Picture archiving and communication system, endoscopy | 8500 | 1 | 5 | 0
3 | District hospital | 1 | 254 | Labelling machine |  | 1 | 5 | 4 | 491 | 1 | Picture archiving and communication system, radiology | 500000 | 1 | 5 | 0
4 | Provincial hospital | 1 | 254 | Labelling machine | 0 | 1 | 5 | 4 | 491 | 1 | Plasma thawing unit | 750 | 1 | 5 | 0
5 | Central hospital | 1 | 254 | Labelling machine | 0 | 3 | 5 | 4 | 491 | 1 | Printer, video | 176.78 | 1 | 5 | 0
4 | Provincial hospital | 1 | 255 | Laboratory beaker, EFTE, low form with graduation and spout, 100 ml | 15.03 | 10 | 5 | 4 | 491 | 1 | Proctoscope | 51541.53 | 1 | 5 | 0
5 | Central hospital | 1 | 255 | Laboratory beaker, EFTE, low form with graduation and spout, 100 ml | 15.03 | 10 | 5 | 4 | 491 | 1 | Pump, general-purpose | 1500 | 1 | 5 | 0
4 | Provincial hospital | 1 | 256 | Laboratory beaker, EFTE, low form with graduation and spout, 1000 ml | 68.32 | 3 | 5 | 4 | 491 | 1 | Rack, apron, radiation protection | 673.64 | 6 | 5 | 0
5 | Central hospital | 1 | 256 | Laboratory beaker, EFTE, low form with graduation and spout, 1000 ml | 68.32 | 3 | 5 | 4 | 491 | 1 | Rack, bedpan | 623.66 | 10 | 5 | 0
4 | Provincial hospital | 1 | 257 | Laboratory beaker, EFTE, low form with graduation and spout, 2000 ml | 136.63 | 3 | 5 | 4 | 491 | 1 | Rack, patient record | 289.65 | 8 | 5 | 0
5 | Central hospital | 1 | 257 | Laboratory beaker, EFTE, low form with graduation and spout, 2000 ml | 136.63 | 3 | 5 | 4 | 491 | 1 | Rack, test tube | 6.67 | 1 | 5 | 0
4 | Provincial hospital | 1 | 258 | Laboratory beaker, EFTE, low form with graduation and spout, 250 ml | 24.59 | 10 | 5 | 4 | 491 | 1 | Radiation survey meter, Geiger-Muller counter | 500 | 1 | 5 | 0
5 | Central hospital | 1 | 258 | Laboratory beaker, EFTE, low form with graduation and spout, 250 ml | 24.59 | 10 | 5 | 4 | 491 | 1 | Radiation survey meter, ionization chamber | 700 | 1 | 5 | 0
4 | Provincial hospital | 1 | 259 | Laboratory beaker, EFTE, low form with graduation and spout, 600 ml | 54.65 | 10 | 5 | 4 | 491 | 1 | Radiographic film processor, automatic, darkroom | 3500 | 1 | 5 | 0
5 | Central hospital | 1 | 259 | Laboratory beaker, EFTE, low form with graduation and spout, 600 ml | 54.65 | 10 | 5 | 4 | 491 | 1 | Radionuclide system, diagnostic, bone absorptiometer | 271584.3 | 1 | 5 | 0
4 | Provincial hospital | 1 | 260 | Laboratory chair, disinfectable, 5 wheels, no arm rests | 245.93 | 2 | 5 | 4 | 491 | 1 | Rail, side-support, bed | 0 | 5 | 5 | 0
5 | Central hospital | 1 | 260 | Laboratory chair, disinfectable, 5 wheels, no arm rests | 245.93 | 2 | 5 | 4 | 491 | 1 | Recorder, compact disk | 166 | 1 | 5 | 0
4 | Provincial hospital | 1 | 261 | Laboratory glassware drying rack, wall mounted; polystyrene; minimum 24 pegs | 184.45 | 1 | 5 | 4 | 491 | 1 | Refractometer, <specify> | 700 | 1 | 5 | 0
5 | Central hospital | 1 | 261 | Laboratory glassware drying rack, wall mounted; polystyrene; minimum 24 pegs | 184.45 | 1 | 5 | 4 | 491 | 1 | Refractor, ophthalmic | 850 | 1 | 5 | 0
4 | Provincial hospital | 1 | 262 | Laminar airflow unit, stationary, pharmaceutical | 6878.11 | 1 | 5 | 4 | 491 | 1 | Refrigerator, blood | 10482.48 | 3 | 5 | 0
5 | Central hospital | 1 | 262 | Laminar airflow unit, stationary, pharmaceutical | 6878.11 | 3 | 5 | 4 | 491 | 1 | Refrigerator, laboratory | 7522.92 | 12 | 5 | 0
3 | District hospital | 1 | 263 | Laminar, airflow unit, mobile | 6310.44 | 1 | 5 | 4 | 491 | 1 | Refrigerator, morgue | 0 | 1 | 5 | 0
4 | Provincial hospital | 1 | 263 | Laminar, airflow unit, mobile | 6310.44 | 5 | 5 | 4 | 491 | 1 | Refrigerator, pharmacy | 7522.92 | 16 | 5 | 0
5 | Central hospital | 1 | 263 | Laminar, airflow unit, mobile | 6310.44 | 6 | 5 | 4 | 491 | 1 | Resuscitator, pulmonary, manually-operated, reusable | 211.1 | 6 | 5 | 0
4 | Provincial hospital | 1 | 264 | Laryngoscope, intubation | 843.43 | 1 | 5 | 4 | 491 | 1 | Retinoscope | 952.95 | 1 | 5 | 0
5 | Central hospital | 1 | 264 | Laryngoscope, intubation | 843.43 | 1 | 5 | 4 | 491 | 1 | Retractor, eye | 0 | 1 | 5 | 0
4 | Provincial hospital | 1 | 265 | Laser, argon | 20000 | 1 | 5 | 4 | 491 | 1 | Rhino-laryngoscope, rigid | 36350.04 | 1 | 5 | 0
5 | Central hospital | 1 | 265 | Laser, argon | 20000 | 1 | 5 | 4 | 491 | 1 | Saw, autopsy, manually-operated | 9315.34 | 1 | 5 | 0
5 | Central hospital | 1 | 266 | Laser, excimer | 65000 | 1 | 5 | 4 | 491 | 1 | Saw, pneumatically powered | 9315.34 | 1 | 5 | 0
4 | Provincial hospital | 1 | 267 | Laser, Nd:YAG | 89000 | 1 | 5 | 4 | 491 | 1 | Saw, surgical, gas-powered | 9315.34 | 1 | 5 | 0
5 | Central hospital | 1 | 267 | Laser, Nd:YAG | 89000 | 1 | 5 | 4 | 491 | 1 | Saw, surgical, manually-operated, rigid | 9315.34 | 1 | 5 | 0
4 | Provincial hospital | 1 | 268 | Lavage unit, ENT | 1426.11 | 1 | 5 | 4 | 491 | 1 | Scale, autopsy | 232.35 | 1 | 5 | 0
5 | Central hospital | 1 | 268 | Lavage unit, ENT | 1426.11 | 1 | 5 | 4 | 491 | 1 | Scale, patient, bed | 20069.59 | 9 | 5 | 0
4 | Provincial hospital | 1 | 269 | Lens set, trial | 1234.05 | 1 | 5 | 4 | 491 | 1 | Scale, patient, chair | 562.44 | 3 | 5 | 0
5 | Central hospital | 1 | 269 | Lens set, trial | 1234.05 | 1 | 5 | 4 | 491 | 1 | Scale, patient, floor | 733.8 | 28 | 5 | 0
4 | Provincial hospital | 1 | 270 | Lift, patient transfer, mobile | 0 | 1 | 5 | 4 | 491 | 1 | Scale, patient, infant | 270.98 | 8 | 5 | 0
5 | Central hospital | 1 | 270 | Lift, patient transfer, mobile | 0 | 1 | 5 | 4 | 491 | 1 | Scale, precision, electronic | 232.35 | 6 | 5 | 0
4 | Provincial hospital | 1 | 271 | Light source, endoscope, line-powered | 300.92 | 1 | 5 | 4 | 491 | 1 | Screen, anaesthesia | 137321.39 | 4 | 5 | 0
5 | Central hospital | 1 | 271 | Light source, endoscope, line-powered | 300.92 | 6 | 5 | 4 | 491 | 1 | Screen, bedside | 195.95 | 43 | 5 | 0
2 | Health center | 1 | 272 | Light system, surgical | 8876.09 | 1 | 5 | 4 | 491 | 1 | Sealing unit, packaging | 800 | 5 | 5 | 0
3 | District hospital | 1 | 272 | Light system, surgical | 8876.09 | 5 | 5 | 4 | 491 | 1 | Shaker, laboratory | 3293.56 | 7 | 5 | 0
4 | Provincial hospital | 1 | 272 | Light system, surgical | 8876.09 | 15 | 5 | 4 | 491 | 1 | Shield, radiation, apron | 251.01 | 6 | 5 | 0
5 | Central hospital | 1 | 272 | Light system, surgical | 8876.09 | 28 | 5 | 4 | 491 | 1 | Shield, radiation, collar | 50.59 | 6 | 5 | 0
4 | Provincial hospital | 1 | 273 | Light therapy unit, infrared | 0 | 1 | 5 | 4 | 491 | 1 | Shield, radiation, eye, spectacles | 0 | 6 | 5 | 0
5 | Central hospital | 1 | 273 | Light therapy unit, infrared | 0 | 1 | 5 | 4 | 491 | 1 | Shield, radiation, gonadal | 115.85 | 6 | 5 | 0
4 | Provincial hospital | 1 | 274 | Light therapy unit, photo | 3232.97 | 4 | 5 | 4 | 491 | 1 | Shield, radiation, hand, glove | 345.37 | 6 | 5 | 0
5 | Central hospital | 1 | 274 | Light therapy unit, photo | 3232.97 | 4 | 5 | 4 | 491 | 1 | Sigmoidoscope, rigid | 51541.53 | 1 | 5 | 0
2 | Health center | 1 | 275 | Light, dental, general-purpose | 0 | 1 | 5 | 4 | 491 | 1 | Simulator, radiation therapy | 1036914.29 | 1 | 5 | 0
1 | Health post | 1 | 276 | Light, examination, hand-held, battery-powered | 0 | 1 | 5 | 4 | 491 | 1 | Slide stainer | 54.32 | 2 | 5 | 0
2 | Health center | 1 | 276 | Light, examination, hand-held, battery-powered | 0 | 2 | 5 | 4 | 491 | 1 | Sphygmomanometer, aneroid | 147.35 | 71 | 5 | 0
3 | District hospital | 1 | 276 | Light, examination, hand-held, battery-powered |  | 5 | 5 | 4 | 491 | 1 | Spirometer, diagnostic | 800 | 2 | 5 | 0
4 | Provincial hospital | 1 | 276 | Light, examination, hand-held, battery-powered | 0 | 18 | 5 | 4 | 491 | 1 | Stereotactic biopsy system, mammography | 14000 | 1 | 5 | 0
5 | Central hospital | 1 | 276 | Light, examination, hand-held, battery-powered | 0 | 17 | 5 | 4 | 491 | 1 | Sterilizer, gas, formaldehyde | 0 | 2 | 5 | 0
2 | Health center | 1 | 277 | Light, examination, mobile | 533.18 | 4 | 5 | 4 | 491 | 1 | Sterilizer, gas, plasma | 178681.29 | 1 | 5 | 0
3 | District hospital | 1 | 277 | Light, examination, mobile | 533.18 | 12 | 5 | 4 | 491 | 1 | Sterilizer, moist heat, unwrapped device | 49743.63 | 8 | 5 | 0
4 | Provincial hospital | 1 | 277 | Light, examination, mobile | 533.18 | 57 | 5 | 4 | 491 | 1 | Stethoscope, foetal | 64.12 | 5 | 5 | 0
5 | Central hospital | 1 | 277 | Light, examination, mobile | 533.18 | 79 | 5 | 4 | 491 | 1 | Stethoscope, mechanical | 64.08 | 72 | 5 | 0
4 | Provincial hospital | 1 | 278 | Light, head-worn | 298.29 | 11 | 5 | 4 | 491 | 1 | Stimulator, electrical, analgesic, brain | 15000 | 1 | 5 | 0
5 | Central hospital | 1 | 278 | Light, head-worn | 298.29 | 15 | 5 | 4 | 491 | 1 | Stimulator, electrical, analgesic, peripheral nerve, transcutaneous | 2588.36 | 1 | 5 | 0
3 | District hospital | 1 | 279 | Light, overbed | 1051.05 | 5 | 5 | 4 | 491 | 1 | Stool, general-purpose | 23.1 | 61 | 5 | 0
3 | District hospital | 1 | 280 | Light, surgical | 8452.66 | 1 | 5 | 4 | 491 | 1 | Stress exercise monitoring system, cardiac | 35629.07 | 1 | 5 | 0
5 | Central hospital | 1 | 280 | Light, surgical | 8452.66 | 1 | 5 | 4 | 491 | 1 | Stretcher, general-purpose | 2460.53 | 9 | 5 | 0
2 | Health center | 1 | 281 | Light, ultraviolet | 500 | 1 | 5 | 4 | 491 | 1 | Stretcher, hospital | 2460.53 | 14 | 5 | 0
4 | Provincial hospital | 1 | 282 | Loop holder | 9.56 | 12 | 5 | 4 | 491 | 1 | Stretcher, orthopaedic | 2460.53 | 1 | 5 | 0
5 | Central hospital | 1 | 282 | Loop holder | 9.56 | 12 | 5 | 4 | 491 | 1 | Stretcher, radiographic | 8499.35 | 2 | 5 | 0
3 | District hospital | 1 | 283 | Loupe, binocular | 6782.74 | 1 | 5 | 4 | 491 | 1 | Suction system, general-purpose, electrically-powered | 3886.16 | 31 | 5 | 0
4 | Provincial hospital | 1 | 283 | Loupe, binocular | 0 | 1 | 5 | 4 | 491 | 1 | Suction system, low pressure | 3886.16 | 12 | 5 | 0
5 | Central hospital | 1 | 283 | Loupe, binocular | 6782.74 | 1 | 5 | 4 | 491 | 1 | Table, birthing | 45133.75 | 3 | 5 | 0
4 | Provincial hospital | 1 | 284 | Magnetic stirrer | 580.68 | 1 | 5 | 4 | 491 | 1 | Table, examination/treatment, general-purpose | 2024.99 | 16 | 5 | 0
5 | Central hospital | 1 | 284 | Magnetic stirrer | 580.68 | 1 | 5 | 4 | 491 | 1 | Table, examination/treatment, gynaecological | 781.84 | 7 | 5 | 0
4 | Provincial hospital | 1 | 285 | Magnetic stirring bars, round-shaped, polytetrafluorethylen (PTFE) coated. Set of 10: 1x 15 mm, 2X 20 mm, 2x 25 mm, 1x 30 mm, 2x 40 mm, 2x 50 mm length. | 68.32 | 1 | 5 | 4 | 491 | 1 | Table, instrument | 133.16 | 68 | 5 | 0
5 | Central hospital | 1 | 285 | Magnetic stirring bars, round-shaped, polytetrafluorethylen (PTFE) coated. Set of 10: 1x 15 mm, 2X 20 mm, 2x 25 mm, 1x 30 mm, 2x 40 mm, 2x 50 mm length. | 68.32 | 1 | 5 | 4 | 491 | 1 | Table, operating-room, electrical | 35139.83 | 4 | 5 | 0
1 | Health post | 1 | 286 | Marker pen, water resistant | 6.83 | 3 | 5 | 4 | 491 | 1 | Table, operation, orthopaedic | 0 | 2 | 5 | 0
2 | Health center | 1 | 286 | Marker pen, water resistant | 6.83 | 3 | 5 | 4 | 491 | 1 | Table, over-bed | 612.69 | 8 | 5 | 0
3 | District hospital | 1 | 286 | Marker pen, water resistant | 6.83 | 3 | 5 | 4 | 491 | 1 | Table, proctological | 996 | 1 | 5 | 0
4 | Provincial hospital | 1 | 286 | Marker pen, water resistant | 6.83 | 3 | 5 | 4 | 491 | 1 | Table, urological | 781.84 | 1 | 5 | 0
5 | Central hospital | 1 | 286 | Marker pen, water resistant | 6.83 | 3 | 5 | 4 | 491 | 1 | Table, x-ray system, diagnostic, fluoroscopy, powered | 2024.99 | 1 | 5 | 0
4 | Provincial hospital | 1 | 287 | Mask, resuscitation | 0 | 3 | 5 | 4 | 491 | 1 | Telemetry system receiver, electrocardiograph | 119497.09 | 1 | 5 | 0
5 | Central hospital | 1 | 287 | Mask, resuscitation | 61.49 | 6 | 5 | 4 | 491 | 1 | Telemetry system transmitter, electrocardiograph | 119497.09 | 2 | 5 | 0
4 | Provincial hospital | 1 | 288 | Massager, physical therapy | 500 | 1 | 5 | 4 | 491 | 1 | Television set | 28.97 | 2 | 5 | 0
5 | Central hospital | 1 | 288 | Massager, physical therapy | 500 | 1 | 5 | 4 | 491 | 1 | Tent, oxygen | 116.2 | 2 | 5 | 0
2 | Health center | 1 | 289 | Mattress, bed, general-purpose | 1026.13 | 2 | 5 | 4 | 491 | 1 | Thermometer holder | 9.13 | 9 | 5 | 0
3 | District hospital | 1 | 289 | Mattress, bed, general-purpose | 1026.13 | 7 | 5 | 4 | 491 | 1 | Thermometer, electronic | 389.03 | 26 | 5 | 0
4 | Provincial hospital | 1 | 289 | Mattress, bed, general-purpose | 1026.13 | 16 | 5 | 4 | 491 | 1 | Thermometer, infrared, ear | 550 | 1 | 5 | 0
5 | Central hospital | 1 | 289 | Mattress, bed, general-purpose | 1026.13 | 19 | 5 | 4 | 491 | 1 | Thermometer, laboratory | 58.76 | 4 | 5 | 0
2 | Health center | 1 | 290 | Mattress, bed, water | 0 | 1 | 5 | 4 | 491 | 1 | Timer, electronic | 43.91 | 3 | 5 | 0
3 | District hospital | 1 | 290 | Mattress, bed, water |  | 1 | 5 | 4 | 491 | 1 | Tissue processor | 32784.2 | 1 | 5 | 0
4 | Provincial hospital | 1 | 290 | Mattress, bed, water |  | 4 | 5 | 4 | 491 | 1 | Tonometer, ophthalmic | 4907.56 | 1 | 5 | 0
5 | Central hospital | 1 | 290 | Mattress, bed, water | 0 | 5 | 5 | 4 | 491 | 1 | Tourniquet, pneumatic | 2000 | 1 | 5 | 0
4 | Provincial hospital | 1 | 291 | Measuring cylinder, class A; TPX, autoclavable, 250 ml, graduated 2.0 ml | 9.5 | 5 | 5 | 4 | 491 | 1 | Training aid, physical, standing frame | 0 | 1 | 5 | 0
5 | Central hospital | 1 | 291 | Measuring cylinder, class A; TPX, autoclavable, 250 ml, graduated 2.0 ml | 9.5 | 5 | 5 | 4 | 491 | 1 | Transducer assembly, ultrasound, diagnostic, extracorporeal, mounted | 0 | 1 | 5 | 0
4 | Provincial hospital | 1 | 292 | Measuring cylinder, class A; TPX, autoclavable, 100 ml, graduated 1.0 ml | 6.15 | 5 | 5 | 4 | 491 | 1 | Trolley, resuscitation | 17856.31 | 23 | 5 | 0
5 | Central hospital | 1 | 292 | Measuring cylinder, class A; TPX, autoclavable, 100 ml, graduated 1.0 ml | 6.15 | 5 | 5 | 4 | 491 | 1 | Trolley, general-purpose | 323.72 | 22 | 5 | 0
4 | Provincial hospital | 1 | 293 | Measuring cylinder, class A; TPX, autoclavable, 1000 ml, graduated 10.0 ml | 22.27 | 5 | 5 | 4 | 491 | 1 | Trolley, instrument | 142.16 | 11 | 5 | 0
5 | Central hospital | 1 | 293 | Measuring cylinder, class A; TPX, autoclavable, 1000 ml, graduated 10.0 ml | 22.27 | 5 | 5 | 4 | 491 | 1 | Trolley, isolation | 214.8 | 1 | 5 | 0
4 | Provincial hospital | 1 | 294 | Measuring cylinder, class A; TPX, autoclavable, 50 ml, graduated 1.0 ml | 4.65 | 5 | 5 | 4 | 491 | 1 | Trolley, linen/laundry | 52.79 | 16 | 5 | 0
5 | Central hospital | 1 | 294 | Measuring cylinder, class A; TPX, autoclavable, 50 ml, graduated 1.0 ml | 4.65 | 5 | 5 | 4 | 491 | 1 | Trolley, medication | 214.8 | 8 | 5 | 0
4 | Provincial hospital | 1 | 295 | Measuring cylinder, class A; TPX, autoclavable, 500 ml, graduated 5.0 ml | 14.35 | 5 | 5 | 4 | 491 | 1 | Trolley, mortuary | 1447.21 | 2 | 5 | 0
5 | Central hospital | 1 | 295 | Measuring cylinder, class A; TPX, autoclavable, 500 ml, graduated 5.0 ml | 14.35 | 5 | 5 | 4 | 491 | 1 | Ultrasound system, imaging, cardiovascular | 311468.47 | 1 | 5 | 0
5 | Central hospital | 1 | 296 | Mediastinoscope, flexible, video | 500 | 1 | 5 | 4 | 491 | 1 | Ultrasound system, imaging, general-purpose | 54316.86 | 3 | 5 | 0
4 | Provincial hospital | 1 | 297 | Membrane vacuum pump for desiccator, pressure endpoint < 20 mbar | 1093.04 | 1 | 5 | 4 | 491 | 1 | Ultrasound system, imaging, obstetric/gynaecological | 10000 | 3 | 5 | 0
5 | Central hospital | 1 | 297 | Membrane vacuum pump for desiccator, pressure endpoint < 20 mbar | 1093.04 | 1 | 5 | 4 | 491 | 1 | Ultrasound system, imaging, ophthalmic | 4000 | 1 | 5 | 0
2 | Health center | 1 | 298 | Microscope, light | 4134.05 | 1 | 5 | 4 | 491 | 1 | Ultrasound system, non-imaging, Doppler blood-flow measurement | 751.83 | 1 | 5 | 0
3 | District hospital | 1 | 298 | Microscope, light | 4134.05 | 3 | 5 | 4 | 491 | 1 | Utility supply system, dental treatment | 2172.67 | 1 | 5 | 0
4 | Provincial hospital | 1 | 298 | Microscope, light | 4134.05 | 8 | 5 | 4 | 491 | 1 | Ventilator, adult | 37167.35 | 5 | 5 | 0
5 | Central hospital | 1 | 298 | Microscope, light | 4134.05 | 8 | 5 | 4 | 491 | 1 | Ventilator, neonatal/paediatric | 37167.35 | 6 | 5 | 0
4 | Provincial hospital | 1 | 299 | Microscope, phase contrast | 4400 | 1 | 5 | 4 | 491 | 1 | Ventilator, transportable | 38609.93 | 1 | 5 | 0
5 | Central hospital | 1 | 299 | Microscope, phase contrast | 4400 | 1 | 5 | 4 | 491 | 1 | View box, diagnostic imaging, non-motorized | 63.59 | 1 | 5 | 0
4 | Provincial hospital | 1 | 300 | Microscope, surgical, general-purpose | 4000 | 1 | 5 | 4 | 491 | 1 | View box, x-ray | 63.59 | 27 | 5 | 0
5 | Central hospital | 1 | 300 | Microscope, surgical, general-purpose | 4000 | 1 | 5 | 4 | 491 | 1 | Washer, decontamination, utensil | 38799.65 | 2 | 5 | 0
5 | Central hospital | 1 | 301 | Microscope, surgical, neurological | 75000 | 1 | 5 | 4 | 491 | 1 | Washer, decontamination/sanitizing | 38799.65 | 11 | 5 | 0
4 | Provincial hospital | 1 | 302 | Microscope, surgical, ophthalmic | 4000 | 1 | 5 | 4 | 491 | 1 | Waste disposal unit, cytotoxic | 3.13 | 12 | 5 | 0
5 | Central hospital | 1 | 302 | Microscope, surgical, ophthalmic | 4000 | 1 | 5 | 4 | 491 | 1 | Waste disposal unit, sharp | 5.27 | 68 | 5 | 0
4 | Provincial hospital | 1 | 303 | Minishaker or Vortex | 478.21 | 3 | 5 | 4 | 491 | 1 | Water jet pistol | 334.17 | 2 | 5 | 0
5 | Central hospital | 1 | 303 | Minishaker or Vortex | 478.21 | 3 | 5 | 4 | 491 | 1 | Water purification filter, charcoal | 0 | 1 | 5 | 0
4 | Provincial hospital | 1 | 304 | Mirror, posture | 204.78 | 1 | 5 | 4 | 491 | 1 | Water purification filter, particulate | 0 | 1 | 5 | 0
5 | Central hospital | 1 | 304 | Mirror, posture | 204.78 | 1 | 5 | 4 | 491 | 1 | Water purification system, reverse osmosis | 290.5 | 1 | 5 | 0
4 | Provincial hospital | 1 | 305 | Mixer, breathing gas | 1570.61 | 2 | 5 | 4 | 491 | 1 | Water purification system, ultraviolet | 500 | 1 | 5 | 0
5 | Central hospital | 1 | 305 | Mixer, breathing gas | 1570.61 | 2 | 5 | 4 | 491 | 1 | Wheelchair, attendant driven, collapsible | 268.68 | 11 | 5 | 0
4 | Provincial hospital | 1 | 306 | Mixer, dental, amalgam | 160 | 1 | 5 | 4 | 491 | 1 | Workstation, diagnostic x-ray system | 12058.34 | 1 | 5 | 0
5 | Central hospital | 1 | 306 | Mixer, dental, amalgam | 160 | 1 | 5 | 4 | 491 | 1 | X-ray compression device, mammography | 490738.97 | 1 | 5 | 0
4 | Provincial hospital | 1 | 307 | Monitor, VDU, colour | 0 | 1 | 5 | 4 | 491 | 1 | X-ray generator, diagnostic, mobile | 20000 | 5 | 5 | 0
5 | Central hospital | 1 | 307 | Monitor, VDU, colour | 0 | 5 | 5 | 4 | 491 | 1 | X-ray system, diagnostic, computed tomography, full-body | 1036913.54 | 1 | 5 | 0
4 | Provincial hospital | 1 | 308 | Mount, monitor/television set | 0 | 2 | 5 | 4 | 491 | 1 | X-ray system, diagnostic, fluoroscopic, general-purpose, portable, digital | 206404.07 | 1 | 5 | 0
5 | Central hospital | 1 | 308 | Mount, monitor/television set | 0 | 3 | 5 | 4 | 491 | 1 | X-ray system, diagnostic, fluoroscopic, general-purpose, stationary, digital |  | 1 | 5 | 0
5 | Central hospital | 1 | 309 | MRI system operator console | 0 | 1 | 5 | 4 | 491 | 1 | X-ray system, diagnostic, general-purpose, stationary, digital | 25000 | 1 | 5 | 0
5 | Central hospital | 1 | 310 | MRI system workstation | 11622.5 | 1 | 5 | 4 | 491 | 1 | X-ray system, diagnostic, mammographic, stationary, digital | 50000 | 1 | 5 | 0
5 | Central hospital | 1 | 311 | MRI system, full-body, superconducting magnet | 1340282.18 | 1 | 5 | 4 | 491 | 1 | TB Laboratory Equipment - Microscopy | 0 | 0 | 0 | 0 | 0
4 | Provincial hospital | 1 | 312 | Nasopharyngoscope, flexible, fibreoptic | 1340282.18 | 1 | 5 | 4 | 491 | 1 | Standard reaction tubes with O-ring, 1.5 ml, 1000 per pack | 177.62 | 10 | 5 | 0
5 | Central hospital | 1 | 312 | Nasopharyngoscope, flexible, fibreoptic | 1340282.18 | 1 | 5 | 4 | 491 | 1 | Standard reaction tubes with O-ring, 2 ml, 1000 per pack | 177.62 | 10 | 5 | 0
4 | Provincial hospital | 1 | 313 | Nebulizer, heated | 875.07 | 2 | 5 | 4 | 491 | 1 | Cryo-vial, sterile with cap, 2 ml, with outer winding; pack of 1000 | 245.93 | 3 | 5 | 0
5 | Central hospital | 1 | 313 | Nebulizer, heated | 875.07 | 2 | 5 | 4 | 491 | 1 | Cryo-tags, sized to fit for use on cryo-tubes, rolls of 1000 | 57.38 | 3 | 5 | 0
4 | Provincial hospital | 1 | 314 | Nebulizer, non-heated | 3111.37 | 1 | 5 | 4 | 491 | 1 | PCR tubes, 0.2 ml with attached caps, sterile, DNAse- RNAse-free, 1000 per pack | 116.14 | 10 | 5 | 0
5 | Central hospital | 1 | 314 | Nebulizer, non-heated | 3111.37 | 1 | 5 | 4 | 491 | 1 | DNAse-/RNAse-free TIPS, for pipettes 0.1 - 10 �l, 10 boxes at 96 per pack | 88.81 | 10 | 5 | 0
4 | Provincial hospital | 1 | 315 | Nephroscope, flexible, video | 3111.37 | 1 | 5 | 4 | 491 | 1 | DNAse-/RNAse-free TIPS, for pipettes 1 - 20 �l, 10 boxes at 96 per pack | 88.81 | 40 | 5 | 0
5 | Central hospital | 1 | 315 | Nephroscope, flexible, video | 3111.37 | 3 | 5 | 4 | 491 | 1 | DNAse-/RNAse-free TIPS, for pipettes 10 - 100 �l, 10 boxes at 96 per pack | 88.81 | 20 | 5 | 0
5 | Central hospital | 1 | 316 | Neuroscope, flexible, video | 0 | 1 | 5 | 4 | 491 | 1 | DNAse-/RNAse-free TIPS, for pipettes 20 - 200 �l, 10 boxes at 96 per pack | 81.98 | 10 | 5 | 0
5 | Central hospital | 1 | 317 | Oesophagoscope, flexible, fibreoptic | 3000 | 1 | 5 | 4 | 491 | 1 | TIPS, PE, for pipettes 0.5 - 10 �l, 1000 per pack | 19.13 | 10 | 5 | 0
2 | Health center | 1 | 318 | Operator console, x-ray system, diagnostic | 0 | 1 | 5 | 4 | 491 | 1 | TIPS, PE, for pipettes 1 - 200 �l, 1000 per pack | 21.86 | 5 | 5 | 0
3 | District hospital | 1 | 318 | Operator console, x-ray system, diagnostic |  | 1 | 5 | 4 | 491 | 1 | TIPS, PE, for pipettes 100 - 1000 �l , 1000 per pack | 19.13 | 5 | 5 | 0
4 | Provincial hospital | 1 | 318 | Operator console, x-ray system, diagnostic | 0 | 3 | 5 | 4 | 491 | 1 | Pasteur-pipettes, plastic, sterile, 1.5ml, 500 per pack | 54.65 | 30 | 5 | 0
5 | Central hospital | 1 | 318 | Operator console, x-ray system, diagnostic | 0 | 4 | 5 | 4 | 491 | 1 | Combitips for Multipette 5 ml, 100 pieces/pack | 109.3 | 3 | 5 | 0
4 | Provincial hospital | 1 | 319 | Ophthalmic examination/treatment table/stand, manually-operated | 42703.76 | 1 | 5 | 4 | 491 | 1 | Combitips for Multipette 10 ml, 100 pieces/pack | 109.3 | 3 | 5 | 0
5 | Central hospital | 1 | 319 | Ophthalmic examination/treatment table/stand, manually-operated | 42703.76 | 2 | 5 | 4 | 491 | 1 | Plastic bags, disposable PP, 100 pieces per pack | 13.66 | 5 | 5 | 0
2 | Health center | 1 | 320 | Ophthalmoscope, direct | 1500 | 1 | 5 | 4 | 491 | 1 | Gloves, vinyl, powder free, disposable, size S, 100 per pack | 16.4 | 60 | 5 | 0
3 | District hospital | 1 | 320 | Ophthalmoscope, direct | 1500 | 2 | 5 | 4 | 491 | 1 | Gloves, vinyl, powder free, disposable, size M, 100 per pack | 16.4 | 90 | 5 | 0
4 | Provincial hospital | 1 | 320 | Ophthalmoscope, direct | 1500 | 22 | 5 | 4 | 491 | 1 | Gloves, vinyl, powder free, disposable, size L, 100 per pack | 16.4 | 30 | 5 | 0
5 | Central hospital | 1 | 320 | Ophthalmoscope, direct | 1500 | 31 | 5 | 4 | 491 | 1 | Forceps plastic | 15.03 | 3 | 5 | 0
4 | Provincial hospital | 1 | 321 | Optional : overhead stirrer, for at least 10 tubes (50 ml) | 1639.56 | 2 | 5 | 4 | 491 | 1 | Bottles, plastic | 30.06 | 3 | 5 | 0
5 | Central hospital | 1 | 321 | Optional : overhead stirrer, for at least 10 tubes (50 ml) | 1639.56 | 2 | 5 | 4 | 491 | 1 | Marker pen, water resistant | 6.83 | 3 | 5 | 0
3 | District hospital | 1 | 322 | Optional 8-channel pipette, 5 - 50 �l | 587.51 | 1 | 5 | 4 | 491 | 1 | Gloves, nitril, powder free, disposable, size 6-7, 100 per pack | 19.13 | 10 | 5 | 0
4 | Provincial hospital | 1 | 322 | Optional 8-channel pipette, 5 - 50 �l | 587.51 | 1 | 5 | 4 | 491 | 1 | Gloves, nitril, powder free, disposable, size 7-8, 100 per pack | 20.49 | 5 | 5 | 0
5 | Central hospital | 1 | 322 | Optional 8-channel pipette, 5 - 50 �l | 587.51 | 1 | 5 | 4 | 491 | 1 | Gloves, nitril, powder free, disposable, size 8-9, 100 per pack | 21.86 | 2 | 5 | 0
3 | District hospital | 1 | 323 | Optional 8-channel pipette, 50 - 300 �l | 587.51 | 1 | 5 | 4 | 491 | 1 | Strips for the rapid detection of resistance to isoniazid and rifampicin, per strip | 24.59 | 1000 | 5 | 0
4 | Provincial hospital | 1 | 323 | Optional 8-channel pipette, 50 - 300 �l | 587.51 | 1 | 5 | 4 | 491 | 1 | Strips for the rapid detection of resistance to isoniazid and rifampicin, per strip | 3.5 | 1000 | 5 | 0
5 | Central hospital | 1 | 323 | Optional 8-channel pipette, 50 - 300 �l | 587.51 | 1 | 5 | 4 | 491 | 1 | TB Laboratory Equipment - Molecular tests | 0 | 0 | 0 | 0
3 | District hospital | 1 | 324 | Optional Electrophoresis, horizontal mini gel system | 409.89 | 1 | 5 | 4 | 491 | 1 | PCR-Workstation UV | 3142.49 | 1 | 5 | 0
4 | Provincial hospital | 1 | 324 | Optional Electrophoresis, horizontal mini gel system | 409.89 | 1 | 5 | 4 | 491 | 1 | Thermocycler | 4782.05 | 1 | 5 | 0
5 | Central hospital | 1 | 324 | Optional Electrophoresis, horizontal mini gel system | 409.89 | 1 | 5 | 4 | 491 | 1 | Ultrasonic bath | 1639.56 | 1 | 5 | 0
4 | Provincial hospital | 1 | 325 | Optional Ion exchanger cartridge, flow rate approx. 950 L/h | 1093.04 | 2 | 5 | 4 | 491 | 1 | Thermoshaker for hybridization | 3005.86 | 1 | 5 | 0
5 | Central hospital | 1 | 325 | Optional Ion exchanger cartridge, flow rate approx. 950 L/h | 1093.04 | 2 | 5 | 4 | 491 | 1 | Optional 8-channel pipette, 5 - 50 �l | 587.51 | 1 | 5 | 0
3 | District hospital | 1 | 326 | Optional Microwave oven, approx. 900 W, inner volume minimum 20 litres | 819.78 | 1 | 5 | 4 | 491 | 1 | Optional 8-channel pipette, 50 - 300 �l | 587.51 | 1 | 5 | 0
4 | Provincial hospital | 1 | 326 | Optional Microwave oven, approx. 900 W, inner volume minimum 20 litres | 819.78 | 1 | 5 | 4 | 491 | 1 | Optional Electrophoresis, horizontal mini gel system | 409.89 | 1 | 5 | 0
5 | Central hospital | 1 | 326 | Optional Microwave oven, approx. 900 W, inner volume minimum 20 litres | 819.78 | 1 | 5 | 4 | 491 | 1 | Optional Power supply for electrophoresis | 478.21 | 1 | 5 | 0
3 | District hospital | 1 | 327 | Optional Power supply for electrophoresis | 478.21 | 1 | 5 | 4 | 491 | 1 | Optional UV-light illuminator at least 200 x 200 mm window | 1639.56 | 1 | 5 | 0
4 | Provincial hospital | 1 | 327 | Optional Power supply for electrophoresis | 478.21 | 1 | 5 | 4 | 491 | 1 | Optional Microwave oven, approx. 900 W, inner volume minimum 20 litres | 819.78 | 1 | 5 | 0
5 | Central hospital | 1 | 327 | Optional Power supply for electrophoresis | 478.21 | 1 | 5 | 4 | 491 | 1 | Racks, for tubes 1.5 - 2 ml, 10 mm diameter, at least 20 positions | 6.83 | 10 | 5 | 0
3 | District hospital | 1 | 328 | Optional UV-light illuminator at least 200 x 200 mm window | 1639.56 | 1 | 5 | 4 | 491 | 1 | Centrifuge for standard reaction tubes | 2459.34 | 1 | 5 | 0
4 | Provincial hospital | 1 | 328 | Optional UV-light illuminator at least 200 x 200 mm window | 1639.56 | 1 | 5 | 4 | 491 | 1 | Floating rack for 20 seats, diameter 10 mm, 2ml, for ultrasonic bath | 9.56 | 2 | 5 | 0
5 | Central hospital | 1 | 328 | Optional UV-light illuminator at least 200 x 200 mm window | 1639.56 | 1 | 5 | 4 | 491 | 1 | Deep freeze storage box with lid for 2 ml cryovials , autoclavable PP | 10.93 | 10 | 5 | 0
4 | Provincial hospital | 1 | 329 | Optional: Chest freezer, 70 litres, temperature range: -18 �C to - 28 �C, complete with cassettes and racks | 1366.3 | 1 | 5 | 4 | 491 | 1 | Deep freeze storage box with lid for 0.2ml PCR tubes, autoclavable PP. | 11.07 | 10 | 5 | 0
5 | Central hospital | 1 | 329 | Optional: Chest freezer, 70 litres, temperature range: -18 �C to - 28 �C, complete with cassettes and racks | 1366.3 | 1 | 5 | 4 | 491 | 1 | 1-channel pipette, variable from 0.5 - 10 �l, | 273.26 | 3 | 5 | 0
4 | Provincial hospital | 1 | 330 | Optional: Laboratory washer-disinfector for laboratory glass, 2 baskets | 5055.31 | 1 | 5 | 4 | 491 | 1 | 1-channel pipette, variable from 10 - 100 �l | 273.26 | 4 | 5 | 0
5 | Central hospital | 1 | 330 | Optional: Laboratory washer-disinfector for laboratory glass, 2 baskets | 5055.31 | 1 | 5 | 4 | 491 | 1 | 1-channel pipette, variable from 100 - 1000 �l, | 273.26 | 4 | 5 | 0
1 | Health post | 1 | 331 | Otoscope, direct | 300 | 1 | 5 | 4 | 491 | 1 | Racks suitable for pipettes offered, at least 4 positions | 109.3 | 4 | 5 | 0
2 | Health center | 1 | 331 | Otoscope, direct | 300 | 2 | 5 | 4 | 491 | 1 | Refrigerator with freezing department | 409.89 | 1 | 5 | 0
3 | District hospital | 1 | 331 | Otoscope, direct | 300 | 2 | 5 | 4 | 491 | 1 | Freezer | 546.52 | 1 | 5 | 0
4 | Provincial hospital | 1 | 331 | Otoscope, direct | 300 | 19 | 5 | 4 | 491 | 1 | Stand for multichannel pipettes | 122.97 | 1 | 5 | 0
5 | Central hospital | 1 | 331 | Otoscope, direct | 300 | 29 | 5 | 4 | 491 | 1 | Hand-dispenser pipette, 5 dosage steps, suited for combitips | 218.61 | 2 | 5 | 0
2 | Health center | 1 | 332 | Oximeter, pulse | 613.35 | 1 | 5 | 4 | 491 | 1 | Tripod stand for waste bags of 2 litres | 10.25 | 5 | 5 | 0
4 | Provincial hospital | 1 | 332 | Oximeter, pulse | 613.35 | 1 | 5 | 4 | 491 | 1 | TB Laboratory Equipment - Culture | 0 | 0 | 0 | 0
5 | Central hospital | 1 | 332 | Oximeter, pulse | 613.35 | 1 | 5 | 4 | 491 | 1 | Base Support for Laminar Air Flow Cabinet | 1024.73 | 2 | 5 | 0
5 | Central hospital | 1 | 333 | Oxygenator, extracorporeal membrane | 831.94 | 1 | 5 | 4 | 491 | 1 | BSC, class I or II | 17761.9 | 2 | 5 | 0
4 | Provincial hospital | 1 | 334 | Pacemaker, cardiac, external, invasive | 1840 | 2 | 5 | 4 | 491 | 1 | UPS for BSC | 1639.56 | 2 | 5 | 0
5 | Central hospital | 1 | 334 | Pacemaker, cardiac, external, invasive | 1840 | 3 | 5 | 4 | 491 | 1 | Minishaker or Vortex | 478.21 | 3 | 5 | 0
4 | Provincial hospital | 1 | 335 | Pachometer | 8324.22 | 1 | 5 | 4 | 491 | 1 | Optional : overhead stirrer, for at least 10 tubes (50 ml) | 1639.56 | 2 | 5 | 0
5 | Central hospital | 1 | 335 | Pachometer | 8324.22 | 1 | 5 | 4 | 491 | 1 | Test tube rack 18/8 stainless steel, diameter 16 mm | 38.26 | 5 | 5 | 0
1 | Health post | 1 | 336 | Pasteur-pipettes, plastic, sterile, 1.5ml, 500 per pack | 54.65 | 30 | 5 | 4 | 491 | 1 | Test tube rack 18/8 stainless steel, diameter 35 mm | 31.42 | 5 | 5 | 0
2 | Health center | 1 | 336 | Pasteur-pipettes, plastic, sterile, 1.5ml, 500 per pack | 54.65 | 30 | 5 | 4 | 491 | 1 | Safety gas burner with glass chimney, footswitch for temporary ignition | 573.85 | 2 | 5 | 0
3 | District hospital | 1 | 336 | Pasteur-pipettes, plastic, sterile, 1.5ml, 500 per pack | 54.65 | 30 | 5 | 4 | 491 | 1 | Safety gas tubing with safety clamps on both ends, inner diameter 9mm | 40.99 | 2 | 5 | 0
4 | Provincial hospital | 1 | 336 | Pasteur-pipettes, plastic, sterile, 1.5ml, 500 per pack | 54.65 | 30 | 5 | 4 | 491 | 1 | Inoculation loops, Platinum/Iridium wire, closed, 10 �l | 122.97 | 6 | 5 | 0
5 | Central hospital | 1 | 336 | Pasteur-pipettes, plastic, sterile, 1.5ml, 500 per pack | 54.65 | 30 | 5 | 4 | 491 | 1 | Loop holder | 9.56 | 12 | 5 | 0
4 | Provincial hospital | 1 | 337 | Patient chamber, hyperbaric | 15000 | 1 | 5 | 4 | 491 | 1 | Racks for loop holder | 16.4 | 4 | 5 | 0
5 | Central hospital | 1 | 337 | Patient chamber, hyperbaric | 15000 | 1 | 5 | 4 | 491 | 1 | Stainless steel bucket with lid, capacity 10L | 150.29 | 5 | 5 | 0
4 | Provincial hospital | 1 | 338 | Patient data recorder, long-term, electrocardiographic | 1000 | 1 | 5 | 4 | 491 | 1 | Discard bottle, stainless steel or thick walled glass with screw cap | 4.1 | 5 | 5 | 0
5 | Central hospital | 1 | 338 | Patient data recorder, long-term, electrocardiographic | 1000 | 1 | 5 | 4 | 491 | 1 | Funnel, stainless steel 18/8, top diameter 120 mm | 18.45 | 3 | 5 | 0
4 | Provincial hospital | 1 | 339 | Patient data recorder, pneumotachographic | 1250 | 2 | 5 | 4 | 491 | 1 | Safety box, PP, approx 3 L, for all sharps | 4.24 | 25 | 5 | 0
5 | Central hospital | 1 | 339 | Patient data recorder, pneumotachographic | 1250 | 2 | 5 | 4 | 491 | 1 | Laboratory chair, disinfectable, 5 wheels, no arm rests | 245.93 | 2 | 5 | 0
4 | Provincial hospital | 1 | 340 | Patient monitor, central | 240181.64 | 6 | 5 | 4 | 491 | 1 | Incubator | 9290.84 | 2 | 5 | 0
5 | Central hospital | 1 | 340 | Patient monitor, central | 240181.64 | 8 | 5 | 4 | 491 | 1 | Centrifuge | 8880.95 | 1 | 5 | 0
3 | District hospital | 1 | 341 | Patient monitor, electrocardiographic | 8206.3 | 7 | 5 | 4 | 491 | 1 | Centrifuge rotor | 1229.67 | 1 | 5 | 0
4 | Provincial hospital | 1 | 341 | Patient monitor, electrocardiographic | 8206.3 | 27 | 5 | 4 | 491 | 1 | Centrifuge rotor buckets | 409.89 | 4 | 5 | 0
5 | Central hospital | 1 | 341 | Patient monitor, electrocardiographic | 8206.3 | 44 | 5 | 4 | 491 | 1 | Aerosol tight lids for rotor buckets | 136.63 | 4 | 5 | 0
5 | Central hospital | 1 | 342 | Patient monitor, pressure, intracranial | 8206.3 | 1 | 5 | 4 | 491 | 1 | Reducing adapter for 50 ml centrifuge tubes | 109.3 | 4 | 5 | 0
4 | Provincial hospital | 1 | 343 | Patient monitoring system module, blood pressure, invasive | 16217.93 | 10 | 5 | 4 | 491 | 1 | Reducing adapter for 15 ml/12 ml centrifuge tubes | 109.3 | 4 | 5 | 0
5 | Central hospital | 1 | 343 | Patient monitoring system module, blood pressure, invasive | 16217.93 | 13 | 5 | 4 | 491 | 1 | Autoclave | 15029.3 | 2 | 5 | 0
3 | District hospital | 1 | 344 | Patient monitoring system module, blood pressure, noninvasive | 16217.93 | 6 | 5 | 4 | 491 | 1 | Autoclave control unit for fully automated process control | 3005.86 | 2 | 5 | 0
4 | Provincial hospital | 1 | 344 | Patient monitoring system module, blood pressure, noninvasive | 16217.93 | 11 | 5 | 4 | 491 | 1 | Exhaust air filtration system for autoclave | 3552.38 | 1 | 5 | 0
5 | Central hospital | 1 | 344 | Patient monitoring system module, blood pressure, noninvasive | 16217.93 | 21 | 5 | 4 | 491 | 1 | Autoclave control unit for sterilization of liquids, including temperature probe | 3361.1 | 1 | 5 | 0
4 | Provincial hospital | 1 | 345 | Patient monitoring system module, cardiac output | 3000 | 2 | 5 | 4 | 491 | 1 | Autoclave recooling system to shorten the time of liquid sterilization | 3415.75 | 1 | 5 | 0
5 | Central hospital | 1 | 345 | Patient monitoring system module, cardiac output | 3000 | 3 | 5 | 4 | 491 | 1 | Wire baskets or stainless steel buckets for autoclave | 245.93 | 2 | 5 | 0
4 | Provincial hospital | 1 | 346 | Patient monitoring system module, electrocardiographic/respiratory | 3000 | 10 | 5 | 4 | 491 | 1 | Wire baskets with drip tray for autoclave | 478.21 | 2 | 5 | 0
5 | Central hospital | 1 | 346 | Patient monitoring system module, electrocardiographic/respiratory | 3000 | 13 | 5 | 4 | 491 | 1 | Hot-air oven | 3825.64 | 1 | 5 | 0
3 | District hospital | 1 | 347 | Patient monitoring system module, pulse oximetry | 3000 | 6 | 5 | 4 | 491 | 1 | Optional Ion exchanger cartridge, flow rate approx. 950 L/h | 1093.04 | 2 | 5 | 0
4 | Provincial hospital | 1 | 347 | Patient monitoring system module, pulse oximetry | 3000 | 16 | 5 | 4 | 491 | 1 | Conductivity measuring device for laboratory grade water, digital | 437.22 | 2 | 5 | 0
5 | Central hospital | 1 | 347 | Patient monitoring system module, pulse oximetry | 3000 | 27 | 5 | 4 | 491 | 1 | Ion exchanger resin for laboratory grade water, pack of 5x10 L resin | 81.98 | 5 | 5 | 0
4 | Provincial hospital | 1 | 348 | Patient monitoring system module, temperature | 3000 | 10 | 5 | 4 | 491 | 1 | Water distiller | 1776.19 | 1 | 5 | 0
5 | Central hospital | 1 | 348 | Patient monitoring system module, temperature | 3000 | 13 | 5 | 4 | 491 | 1 | Balloon high-density poyethylene (HDPE) with discharge cock, 30 liters | 81.98 | 1 | 5 | 0
4 | Provincial hospital | 1 | 349 | Patient monitoring system, cardiotocograph | 7644.78 | 2 | 5 | 4 | 491 | 1 | Balloon high-density poyethylene (HDPE) with discharge cock, 10 liters | 54.65 | 4 | 5 | 0
5 | Central hospital | 1 | 349 | Patient monitoring system, cardiotocograph | 7644.78 | 2 | 5 | 4 | 491 | 1 | Stop cock, winding for HDPE balloon | 4.44 | 10 | 5 | 0
3 | District hospital | 1 | 350 | Patient monitoring system, cardiotocographic | 7644.78 | 1 | 5 | 4 | 491 | 1 | Racks for test tubes, PP, autoclavable, 60 positions | 10.93 | 12 | 5 | 0
4 | Provincial hospital | 1 | 351 | Patient monitoring system, neonatal | 2119.27 | 4 | 5 | 4 | 491 | 1 | Alarm clock / digital timer, 4 digits | 27.33 | 1 | 5 | 0
5 | Central hospital | 1 | 351 | Patient monitoring system, neonatal | 2119.27 | 4 | 5 | 4 | 491 | 1 | Safety-Pipetting Ball, standard | 3.42 | 10 | 5 | 0
4 | Provincial hospital | 1 | 352 | Patient monitoring system, transportable | 9351.2 | 6 | 5 | 4 | 491 | 1 | Automated pipetting aid, battery capacity for 8 h work, 200 g weight | 478.21 | 2 | 5 | 0
5 | Central hospital | 1 | 352 | Patient monitoring system, transportable | 9351.2 | 8 | 5 | 4 | 491 | 1 | Pipette washer | 170.79 | 1 | 5 | 0
1 | Health post | 1 | 353 | Patient rest, leg | 0 | 1 | 5 | 4 | 491 | 1 | Transport boxes for specimens meeting WHO requirements of P650 package | 20.49 | 10 | 5 | 0
3 | District hospital | 1 | 353 | Patient rest, leg |  | 1 | 5 | 4 | 491 | 1 | Electronic maxima-minima-thermometers, two channels, thin cable with sensor, battery, measuring range -50�C/+60�C | 27.33 | 10 | 5 | 0
1 | Health post | 1 | 354 | Patient-height measurer | 562.44 | 1 | 5 | 4 | 491 | 1 | Electronic maxima-minima-thermometers, two channels, battery, measuring range -10�C/+50�C | 27.33 | 10 | 5 | 0
2 | Health center | 1 | 354 | Patient-height measurer | 562.44 | 2 | 5 | 4 | 491 | 1 | Dispenser for 1000 ml bottle for liquid soap, for wall mounting, 1 per sink | 68.32 | 2 | 5 | 0
3 | District hospital | 1 | 354 | Patient-height measurer | 562.44 | 2 | 5 | 4 | 491 | 1 | Dispenser for hand towels, for wall mounting, 1 per sink | 47.82 | 2 | 5 | 0
4 | Provincial hospital | 1 | 354 | Patient-height measurer | 562.44 | 22 | 5 | 4 | 491 | 1 | Goggles, according to EN 166 and EN 170, frame adjustable, integrated side and top protection, total weight <40 g | 8.2 | 5 | 5 | 0
5 | Central hospital | 1 | 354 | Patient-height measurer | 562.44 | 31 | 5 | 4 | 491 | 1 | Emergency spill-kit | 34.16 | 1 | 5 | 0
1 | Health post | 1 | 355 | PCR tubes, 0.2 ml with attached caps, sterile, DNAse- RNAse-free, 1000 per pack | 116.14 | 10 | 5 | 4 | 491 | 1 | First aid kit | 327.91 | 1 | 5 | 0
2 | Health center | 1 | 355 | PCR tubes, 0.2 ml with attached caps, sterile, DNAse- RNAse-free, 1000 per pack | 116.14 | 10 | 5 | 4 | 491 | 1 | Anemometer | 2049.45 | 1 | 5 | 0
3 | District hospital | 1 | 355 | PCR tubes, 0.2 ml with attached caps, sterile, DNAse- RNAse-free, 1000 per pack | 116.14 | 10 | 5 | 4 | 491 | 1 | Analytical balance | 4782.05 | 1 | 5 | 0
4 | Provincial hospital | 1 | 355 | PCR tubes, 0.2 ml with attached caps, sterile, DNAse- RNAse-free, 1000 per pack | 116.14 | 10 | 5 | 4 | 491 | 1 | pH meter | 819.78 | 1 | 5 | 0
5 | Central hospital | 1 | 355 | PCR tubes, 0.2 ml with attached caps, sterile, DNAse- RNAse-free, 1000 per pack | 116.14 | 10 | 5 | 4 | 491 | 1 | Bunsen burner with fine tuning | 143.46 | 1 | 5 | 0
3 | District hospital | 1 | 356 | PCR-Workstation UV | 3142.49 | 1 | 5 | 4 | 491 | 1 | Tripod stand | 16.4 | 1 | 5 | 0
4 | Provincial hospital | 1 | 356 | PCR-Workstation UV | 3142.49 | 1 | 5 | 4 | 491 | 1 | Water bath, capacity approximately 20 L | 1502.93 | 1 | 5 | 0
5 | Central hospital | 1 | 356 | PCR-Workstation UV | 3142.49 | 1 | 5 | 4 | 491 | 1 | Magnetic stirrer | 580.68 | 1 | 5 | 0
4 | Provincial hospital | 1 | 357 | pH meter | 819.78 | 1 | 5 | 4 | 491 | 1 | Magnetic stirring bars, round-shaped, polytetrafluorethylen (PTFE) coated. Set of 10: 1x 15 mm, 2X 20 mm, 2x 25 mm, 1x 30 mm, 2x 40 mm, 2x 50 mm length. | 68.32 | 1 | 5 | 0
5 | Central hospital | 1 | 357 | pH meter | 819.78 | 1 | 5 | 4 | 491 | 1 | Sterile filling station of culture media, consisting of 1000 ml Squibb sedimentation funnels or cylindric dropping funnels, with tube for pressure exchange, stopcocks made of glass and Teflon stopper, outlet diameter 4 mm | 68.32 | 3 | 5 | 0
4 | Provincial hospital | 1 | 358 | Phacoemulsification system generator | 5000 | 1 | 5 | 4 | 491 | 1 | Stative for Squibb sedimentation funnels consisting of plate, rod and clamp | 136.63 | 3 | 5 | 0
5 | Central hospital | 1 | 358 | Phacoemulsification system generator | 5000 | 1 | 5 | 4 | 491 | 1 | Inspissator for coagulation of egg-based culture media | 8197.8 | 1 | 5 | 0
4 | Provincial hospital | 1 | 359 | Phantom, diagnostic imaging, x-ray, CT, test object | 750 | 1 | 5 | 4 | 491 | 1 | Refrigerator with freezing department | 819.78 | 1 | 5 | 0
5 | Central hospital | 1 | 359 | Phantom, diagnostic imaging, x-ray, CT, test object | 750 | 1 | 5 | 4 | 491 | 1 | Refrigerator | 409.89 | 2 | 5 | 0
4 | Provincial hospital | 1 | 360 | Phantom, radionuclide, brachytherapy, test object | 0 | 1 | 5 | 4 | 491 | 1 | Stainless steel funnel, short wide stem with air drain, diameter 150 mm on top | 13.66 | 5 | 5 | 0
5 | Central hospital | 1 | 360 | Phantom, radionuclide, brachytherapy, test object | 0 | 1 | 5 | 4 | 491 | 1 | Swan neck bottles (PE flask, narrow neck with screw cap and water dispenser) set of one each 250, 500, 1000ml | 16.4 | 5 | 5 | 0
4 | Provincial hospital | 1 | 361 | Phantom, therapeutic radiation, multi-modality, test object | 500 | 1 | 5 | 4 | 491 | 1 | Bowl, plastic, 500 x 350 mm | 2.73 | 5 | 5 | 0
5 | Central hospital | 1 | 361 | Phantom, therapeutic radiation, multi-modality, test object | 500 | 1 | 5 | 4 | 491 | 1 | Erlenmeyer flasks, borosilicate 3.3, wide neck, graduated, autoclavable, 2000 ml | 34.16 | 2 | 5 | 0
4 | Provincial hospital | 1 | 362 | Picture archiving and communication system, endoscopy | 8500 | 1 | 5 | 4 | 491 | 1 | Erlenmeyer flasks, borosilicate 3.3, wide neck, graduated, autoclavable, 1000 ml | 163.96 | 10 | 5 | 0
5 | Central hospital | 1 | 362 | Picture archiving and communication system, endoscopy | 8500 | 5 | 5 | 4 | 491 | 1 | Erlenmeyer flasks, borosilicate 3.3, wide neck, autoclavable, 500 ml | 81.98 | 10 | 5 | 0
3 | District hospital | 1 | 363 | Picture archiving and communication system, radiology | 500000 | 1 | 5 | 4 | 491 | 1 | Erlenmeyer flasks, borosilicate 3.3, wide neck, graduated, autoclavable, 250 ml | 61.48 | 10 | 5 | 0
4 | Provincial hospital | 1 | 363 | Picture archiving and communication system, radiology | 500000 | 1 | 5 | 4 | 491 | 1 | Erlenmeyer flasks, borosilicate 3.3, wide neck, graduated, 100 ml, pack. unit 10 | 54.65 | 20 | 5 | 0
5 | Central hospital | 1 | 363 | Picture archiving and communication system, radiology | 500000 | 1 | 5 | 4 | 491 | 1 | Erlenmeyer flasks, borosilicate 3.3, wide neck, graduated, autoclavable, 50 ml | 54.65 | 20 | 5 | 0
4 | Provincial hospital | 1 | 364 | Pipette box aluminium with lid, autoclavable, suitable for 35 cm long pipettes | 136.63 | 10 | 5 | 4 | 491 | 1 | Measuring cylinder, class A; TPX, autoclavable, 1000 ml, graduated 10.0 ml | 22.27 | 5 | 5 | 0
5 | Central hospital | 1 | 364 | Pipette box aluminium with lid, autoclavable, suitable for 35 cm long pipettes | 136.63 | 10 | 5 | 4 | 491 | 1 | Measuring cylinder, class A; TPX, autoclavable, 500 ml, graduated 5.0 ml | 14.35 | 5 | 5 | 0
4 | Provincial hospital | 1 | 365 | Pipette washer | 170.79 | 1 | 5 | 4 | 491 | 1 | Measuring cylinder, class A; TPX, autoclavable, 250 ml, graduated 2.0 ml | 9.5 | 5 | 5 | 0
5 | Central hospital | 1 | 365 | Pipette washer | 170.79 | 1 | 5 | 4 | 491 | 1 | Measuring cylinder, class A; TPX, autoclavable, 100 ml, graduated 1.0 ml | 6.15 | 5 | 5 | 0
4 | Provincial hospital | 1 | 366 | Pipettes 1 ml, glass, graduated 0,01 ml, conformity certified, pack of 10 pieces | 27.33 | 3 | 5 | 4 | 491 | 1 | Measuring cylinder, class A; TPX, autoclavable, 50 ml, graduated 1.0 ml | 4.65 | 5 | 5 | 0
5 | Central hospital | 1 | 366 | Pipettes 1 ml, glass, graduated 0,01 ml, conformity certified, pack of 10 pieces | 27.33 | 3 | 5 | 4 | 491 | 1 | Thick-walled glass flask for preparation of culture medium; with flanged rim; 2500 ml | 58.75 | 6 | 5 | 0
4 | Provincial hospital | 1 | 367 | Pipettes 10 ml, glass, graduated 0,05 ml, conformity certified, pack of 10 pieces | 30.06 | 3 | 5 | 4 | 491 | 1 | Thick walled bottles, borosilicate 3.3, graduated, transparent, PP ring and cap, 2000 ml | 24.59 | 3 | 5 | 0
5 | Central hospital | 1 | 367 | Pipettes 10 ml, glass, graduated 0,05 ml, conformity certified, pack of 10 pieces | 30.06 | 3 | 5 | 4 | 491 | 1 | Thick walled bottles, borosilicate 3.3, graduated, transparent, PP ring and cap, 1000 ml | 14.35 | 10 | 5 | 0
4 | Provincial hospital | 1 | 368 | Pipettes 2 ml, glass, graduated 0,02 ml, conformity certified, pack of 10 pieces | 28.69 | 3 | 5 | 4 | 491 | 1 | Thick walled bottles, borosilicate 3.3, graduated, transparent, PP ring and cap, 500 ml; | 9.29 | 5 | 5 | 0
5 | Central hospital | 1 | 368 | Pipettes 2 ml, glass, graduated 0,02 ml, conformity certified, pack of 10 pieces | 28.69 | 3 | 5 | 4 | 491 | 1 | Thick walled bottles, borosilicate 3.3, graduated, amber, PP ring and cap, 11000 ml | 16.4 | 3 | 5 | 0
4 | Provincial hospital | 1 | 369 | Pipettes 5 ml, glass, graduated 0,1 ml, conformity certified, pack of 10 pieces | 31.42 | 3 | 5 | 4 | 491 | 1 | Thick walled bottles, borosilicate 3.3, graduated, amber, PP ring and cap, 1, 2000 ml | 27.33 | 2 | 5 | 0
5 | Central hospital | 1 | 369 | Pipettes 5 ml, glass, graduated 0,1 ml, conformity certified, pack of 10 pieces | 31.42 | 3 | 5 | 4 | 491 | 1 | Screw caps with weld in PFTE membrane, 0.2 �m pore size, autoclavable to 140 �C | 3.01 | 10 | 5 | 0
3 | District hospital | 1 | 370 | Plasma thawing unit | 750 | 1 | 5 | 4 | 491 | 1 | Laboratory beaker, EFTE, low form with graduation and spout, 2000 ml | 136.63 | 3 | 5 | 0
4 | Provincial hospital | 1 | 370 | Plasma thawing unit | 750 | 1 | 5 | 4 | 491 | 1 | Laboratory beaker, EFTE, low form with graduation and spout, 1000 ml | 68.32 | 3 | 5 | 0
5 | Central hospital | 1 | 370 | Plasma thawing unit | 750 | 1 | 5 | 4 | 491 | 1 | Laboratory beaker, EFTE, low form with graduation and spout, 600 ml | 54.65 | 10 | 5 | 0
1 | Health post | 1 | 371 | Plastic bags, disposable PP, 100 pieces per pack | 13.66 | 5 | 5 | 4 | 491 | 1 | Laboratory beaker, EFTE, low form with graduation and spout, 250 ml | 24.59 | 10 | 5 | 0
2 | Health center | 1 | 371 | Plastic bags, disposable PP, 100 pieces per pack | 13.66 | 5 | 5 | 4 | 491 | 1 | Laboratory beaker, EFTE, low form with graduation and spout, 100 ml | 15.03 | 10 | 5 | 0
3 | District hospital | 1 | 371 | Plastic bags, disposable PP, 100 pieces per pack | 13.66 | 5 | 5 | 4 | 491 | 1 | Laboratory glassware drying rack, wall mounted; polystyrene; minimum 24 pegs | 184.45 | 1 | 5 | 0
4 | Provincial hospital | 1 | 371 | Plastic bags, disposable PP, 100 pieces per pack | 13.66 | 5 | 5 | 4 | 491 | 1 | Funnel, soda lime glass, plain, short stem, d = 75 mm | 6.83 | 5 | 5 | 0
5 | Central hospital | 1 | 371 | Plastic bags, disposable PP, 100 pieces per pack | 13.66 | 5 | 5 | 4 | 491 | 1 | Funnel, soda lime glass, plain, short stem, d = 125 mm | 10.93 | 5 | 5 | 0
4 | Provincial hospital | 1 | 372 | Powder funnel , diameter 100mm | 10.93 | 5 | 5 | 4 | 491 | 1 | Powder funnel , diameter 100mm | 10.93 | 5 | 5 | 0
5 | Central hospital | 1 | 372 | Powder funnel , diameter 100mm | 10.93 | 5 | 5 | 4 | 491 | 1 | Glass beads, massive glass, 5 mm diameter | 34.16 | 2 | 5 | 0
4 | Provincial hospital | 1 | 373 | Precision balance | 1366.3 | 1 | 5 | 4 | 491 | 1 | Glass beads, massive glass, 3 mm diameter | 34.16 | 1 | 5 | 0
5 | Central hospital | 1 | 373 | Precision balance | 1366.3 | 1 | 5 | 4 | 491 | 1 | Thick walled Pyrex tubes with ISO winding and autoclavable screw cap with tight gasket, 16x100 mm; package of 100 | 109.3 | 10 | 5 | 0
3 | District hospital | 1 | 374 | Printer, video | 176.78 | 1 | 5 | 4 | 491 | 1 | Strainer, stainless steel, 1 grip, 2 eyes, diameter 20 cm | 21.86 | 1 | 5 | 0
4 | Provincial hospital | 1 | 374 | Printer, video | 176.78 | 1 | 5 | 4 | 491 | 1 | Forceps; pointed; straight; 18/8 stainless steel, polished | 9.39 | 5 | 5 | 0
5 | Central hospital | 1 | 374 | Printer, video | 176.78 | 1 | 5 | 4 | 491 | 1 | Optional: Laboratory washer-disinfector for laboratory glass, 2 baskets | 5055.31 | 1 | 5 | 0
4 | Provincial hospital | 1 | 375 | Proctoscope | 51541.53 | 1 | 5 | 4 | 491 | 1 | Separate water supply for deionised water with conductivity measure R 3/4" with digital display and hose-set for in-and outflow | 929.08 | 1 | 5 | 0
5 | Central hospital | 1 | 375 | Proctoscope | 51541.53 | 1 | 5 | 4 | 491 | 1 | Aqua purificator cabinet for two de-mineralising cartridges | 409.89 | 1 | 5 | 0
5 | Central hospital | 1 | 376 | Projector, cine, medical imaging | 498 | 1 | 5 | 4 | 491 | 1 | TB Laboratory Equipment - DST | 0 | 0 | 0 | 0 | 0
5 | Central hospital | 1 | 377 | Pump, breast, electrically-powered | 0 | 1 | 5 | 4 | 491 | 1 | Desiccator, borosilicate glass, inner diameter 150-200 mm, lid with thread GL 32 | 273.26 | 2 | 5 | 0
4 | Provincial hospital | 1 | 378 | Pump, general-purpose | 1500 | 1 | 5 | 4 | 491 | 1 | Membrane vacuum pump for desiccator, pressure endpoint < 20 mbar | 1093.04 | 1 | 5 | 0
5 | Central hospital | 1 | 378 | Pump, general-purpose | 1500 | 1 | 5 | 4 | 491 | 1 | Woulff flask consisting of borosilicate glass, 1000 ml with thread GL 45 screw cap | 47.82 | 1 | 5 | 0
2 | Health center | 1 | 379 | Rack, apron, radiation protection | 673.64 | 1 | 5 | 4 | 491 | 1 | Vacuum tube, 3m | 27.33 | 1 | 5 | 0
3 | District hospital | 1 | 379 | Rack, apron, radiation protection | 673.64 | 2 | 5 | 4 | 491 | 1 | Precision balance | 1366.3 | 1 | 5 | 0
4 | Provincial hospital | 1 | 379 | Rack, apron, radiation protection | 673.64 | 6 | 5 | 4 | 491 | 1 | Sterile filling station of culture media, consisting of 250 ml Squibb sedimentation funnels or cylindric dropping funnels, with tube for pressure exchange, stopcocks made of glass and Teflon stopper, outlet diameter 4 mm | 40.99 | 7 | 5 | 0
5 | Central hospital | 1 | 379 | Rack, apron, radiation protection | 673.64 | 11 | 5 | 4 | 491 | 1 | Refrigerator with freezing department | 819.78 | 1 | 5 | 0
2 | Health center | 1 | 380 | Rack, bedpan | 623.66 | 1 | 5 | 4 | 491 | 1 | Refrigerator | 409.89 | 1 | 5 | 0
3 | District hospital | 1 | 380 | Rack, bedpan | 623.66 | 5 | 5 | 4 | 491 | 1 | Optional: Chest freezer, 70 litres, temperature range: -18 �C to - 28 �C, complete with cassettes and racks | 1366.3 | 1 | 5 | 0
4 | Provincial hospital | 1 | 380 | Rack, bedpan | 623.66 | 10 | 5 | 4 | 491 | 1 | Pipettes 1 ml, glass, graduated 0,01 ml, conformity certified, pack of 10 pieces | 27.33 | 3 | 5 | 0
5 | Central hospital | 1 | 380 | Rack, bedpan | 623.66 | 12 | 5 | 4 | 491 | 1 | Pipettes 2 ml, glass, graduated 0,02 ml, conformity certified, pack of 10 pieces | 28.69 | 3 | 5 | 0
2 | Health center | 1 | 381 | Rack, patient record | 289.65 | 1 | 5 | 4 | 491 | 1 | Pipettes 10 ml, glass, graduated 0,05 ml, conformity certified, pack of 10 pieces | 30.06 | 3 | 5 | 0
3 | District hospital | 1 | 381 | Rack, patient record | 289.65 | 4 | 5 | 4 | 491 | 1 | Pipettes 5 ml, glass, graduated 0,1 ml, conformity certified, pack of 10 pieces | 31.42 | 3 | 5 | 0
4 | Provincial hospital | 1 | 381 | Rack, patient record | 289.65 | 8 | 5 | 4 | 491 | 1 | Pipette box aluminium with lid, autoclavable, suitable for 35 cm long pipettes | 136.63 | 10 | 5 | 0
5 | Central hospital | 1 | 381 | Rack, patient record | 289.65 | 10 | 5 | 4 | 491 | 1 | TB Laboratory Equipment - Additional items for Culture and DST | 0 | 0 | 0 | 0
4 | Provincial hospital | 1 | 382 | Rack, test tube | 6.67 | 1 | 5 | 4 | 491 | 1 | Automated analyser for liquid culture media with growth detection based on a fluorescent signal, 960 vials | 79655.29 | 2 | 5 | 0
5 | Central hospital | 1 | 382 | Rack, test tube | 6.67 | 1 | 5 | 4 | 491 | 1 | Automated analyser for liquid culture media with growth detection based on a fluorescent signal, 960 vials | 39827.65 | 2 | 5 | 0
4 | Provincial hospital | 1 | 383 | Racks for loop holder | 16.4 | 4 | 5 | 4 | 42 | 2 | shelf | 108 | 5 | 5 | 0
5 | Central hospital | 1 | 383 | Racks for loop holder | 16.4 | 4 | 5 | 4 | 42 | 2 | shelf with racks | 126 | 4 | 5 | 1
4 | Provincial hospital | 1 | 384 | Racks for test tubes, PP, autoclavable, 60 positions | 10.93 | 12 | 5 | 4 | 42 | 2 | shelf with racks | 144 | 12 | 5 | 0
5 | Central hospital | 1 | 384 | Racks for test tubes, PP, autoclavable, 60 positions | 10.93 | 12 | 5 | 4 | 42 | 2 | shelf with | 108 | 4 | 5 | 0
3 | District hospital | 1 | 385 | Racks suitable for pipettes offered, at least 4 positions | 109.3 | 4 | 5 | 4 | 42 | 2 | file cabinet 4 drawers | 155 | 1 | 5 | 0
4 | Provincial hospital | 1 | 385 | Racks suitable for pipettes offered, at least 4 positions | 109.3 | 4 | 5 | 4 | 42 | 2 | secretary chair | 45 | 12 | 5 | 0
5 | Central hospital | 1 | 385 | Racks suitable for pipettes offered, at least 4 positions | 109.3 | 4 | 5 | 4 | 42 | 2 | Stools, Adjustable | 54 | 5 | 5 | 0
3 | District hospital | 1 | 386 | Racks, for tubes 1.5 - 2 ml, 10 mm diameter, at least 20 positions | 6.83 | 10 | 5 | 4 | 42 | 2 | chair | 54 | 15 | 5 | 0
4 | Provincial hospital | 1 | 386 | Racks, for tubes 1.5 - 2 ml, 10 mm diameter, at least 20 positions | 6.83 | 10 | 5 | 4 | 42 | 2 | stool, revolving | 35 | 15 | 5 | 0
5 | Central hospital | 1 | 386 | Racks, for tubes 1.5 - 2 ml, 10 mm diameter, at least 20 positions | 6.83 | 10 | 5 | 4 | 42 | 2 | stool, revolving with backrest | 68 | 22 | 5 | 0
4 | Provincial hospital | 1 | 387 | Radiation survey meter, Geiger-Muller counter | 500 | 1 | 5 | 4 | 42 | 2 | bath,trough | 270 | 1 | 5 | 0
5 | Central hospital | 1 | 387 | Radiation survey meter, Geiger-Muller counter | 500 | 6 | 5 | 4 | 42 | 2 | step stool | 52 | 10 | 5 | 0
4 | Provincial hospital | 1 | 388 | Radiation survey meter, ionization chamber | 700 | 1 | 5 | 4 | 42 | 2 | bars, paralel for rehabilitation | 819 | 1 | 5 | 0
5 | Central hospital | 1 | 388 | Radiation survey meter, ionization chamber | 700 | 1 | 5 | 4 | 42 | 2 | ergometer | 0 | 3 | 5 | 0
2 | Health center | 1 | 389 | Radiographic film processor, automatic, darkroom | 3500 | 1 | 5 | 4 | 42 | 2 | hamper | 68 | 109 | 5 | 0
3 | District hospital | 1 | 389 | Radiographic film processor, automatic, darkroom | 3500 | 1 | 5 | 4 | 42 | 2 | waste disposal with pedal | 46 | 12 | 5 | 0
4 | Provincial hospital | 1 | 389 | Radiographic film processor, automatic, darkroom | 3500 | 1 | 5 | 4 | 42 | 2 | cart, dressing | 396 | 16 | 5 | 0
5 | Central hospital | 1 | 389 | Radiographic film processor, automatic, darkroom | 3500 | 1 | 5 | 4 | 42 | 2 | Carts, Linen/Laundry | 167 | 27 | 5 | 0
5 | Central hospital | 1 | 390 | Radioisotope calibration system | 3300 | 2 | 5 | 4 | 42 | 2 | carts, supermarket for sterilized | 360 | 3 | 5 | 0
5 | Central hospital | 1 | 391 | Radionuclide source, quality assurance | 1245 | 1 | 5 | 4 | 42 | 2 | wheel cart | 540 | 8 | 5 | 0
4 | Provincial hospital | 1 | 392 | Radionuclide system, diagnostic, bone absorptiometer | 271584.3 | 1 | 5 | 4 | 42 | 2 | Hampers | 32 | 22 | 5 | 0
5 | Central hospital | 1 | 392 | Radionuclide system, diagnostic, bone absorptiometer | 271584.3 | 1 | 5 | 4 | 42 | 2 | cushion, therapeutic exercises | 180 | 1 | 5 | 0
1 | Health post | 2 | 393 | rail, infusion | 41 | 31 | 5 | 4 | 42 | 2 | Toileting assistive products | 63 | 100 | 5 | 0
2 | Health center | 2 | 393 | rail, infusion | 41 | 31 | 5 | 4 | 42 | 2 | infant bedpan | 63 | 17 | 5 | 0
3 | District hospital | 2 | 393 | rail, infusion | 41 | 31 | 5 | 4 | 42 | 2 | Curtain, general-purpose, single use | 101 | 39 | 5 | 0
4 | Provincial hospital | 2 | 393 | rail, infusion | 41 | 31 | 5 | 4 | 42 | 2 | bucket, inox | 46 | 32 | 5 | 0
5 | Central hospital | 2 | 393 | rail, infusion | 41 | 31 | 5 | 4 | 42 | 2 | steps, finger rehabilitation | 144 | 2 | 5 | 0
2 | Health center | 1 | 394 | Rail, side-support, bed | 0 | 2 | 5 | 4 | 42 | 2 | steps and ramp rehab | 666 | 1 | 5 | 0
3 | District hospital | 1 | 394 | Rail, side-support, bed |  | 6 | 5 | 4 | 42 | 2 | desk, physician | 135 | 11 | 5 | 0
4 | Provincial hospital | 1 | 394 | Rail, side-support, bed | 0 | 5 | 5 | 4 | 42 | 2 | computer terminals, hospital inf system | 1350 | 17 | 5 | 0
5 | Central hospital | 1 | 394 | Rail, side-support, bed | 0 | 6 | 5 | 4 | 42 | 2 | Table, instrument | 180 | 3 | 5 | 0
4 | Provincial hospital | 1 | 395 | Recorder, compact disk | 166 | 1 | 5 | 4 | 42 | 2 | table, mayo | 108 | 11 | 5 | 0
5 | Central hospital | 1 | 395 | Recorder, compact disk | 166 | 6 | 5 | 4 | 42 | 2 | table, pasteur | 180 | 43 | 5 | 0
4 | Provincial hospital | 1 | 396 | Reducing adapter for 15 ml/12 ml centrifuge tubes | 109.3 | 4 | 5 | 4 | 42 | 2 | table, kydney | 180 | 1 | 5 | 0
5 | Central hospital | 1 | 396 | Reducing adapter for 15 ml/12 ml centrifuge tubes | 109.3 | 4 | 5 | 4 | 42 | 2 | Urinals | 33 | 20 | 5 | 0
4 | Provincial hospital | 1 | 397 | Reducing adapter for 50 ml centrifuge tubes | 109.3 | 4 | 5 | 4 | 42 | 2 | hanger, radiological aprons | 23 | 1 | 5 | 0
5 | Central hospital | 1 | 397 | Reducing adapter for 50 ml centrifuge tubes | 109.3 | 4 | 5 | 4 | 42 | 2 | Toileting assistive products | 81 | 20 | 5 | 0
4 | Provincial hospital | 1 | 398 | Refractometer, <specify> | 700 | 1 | 5 | 4 | 42 | 2 | Intravenous hanger | 54 | 84 | 5 | 0
5 | Central hospital | 1 | 398 | Refractometer, <specify> | 700 | 1 | 5 | 4 | 42 | 2 | clock, wall | 45 | 2 | 5 | 0
4 | Provincial hospital | 1 | 399 | Refractor, ophthalmic | 850 | 1 | 5 | 4 | 42 | 2 | rail, infusion | 41 | 31 | 5 | 0
5 | Central hospital | 1 | 399 | Refractor, ophthalmic | 850 | 1 | 5 | 4 | 42 | 2 | Wheelchair, <specify> | 405 | 17 | 5 | 0
4 | Provincial hospital | 1 | 400 | Refrigerator | 409.89 | 2 | 5 | 4 | 42 | 2 | Cabinets, Storage, Bedpan/Urinal | 743 | 1 | 5 | 0
4 | Provincial hospital | 1 | 400 | Refrigerator | 409.89 | 1 | 5 | 5 | 538 | 1 | Accelerator system, linear | 750000 | 1 | 5 | 0
5 | Central hospital | 1 | 400 | Refrigerator | 409.89 | 2 | 5 | 5 | 538 | 1 | Anaesthesia gas delivery unit | 80063.98 | 16 | 5 | 0
5 | Central hospital | 1 | 400 | Refrigerator | 409.89 | 1 | 5 | 5 | 538 | 1 | Anaesthesia gas delivery unit, portable | 0 | 1 | 5 | 0
3 | District hospital | 1 | 401 | Refrigerator with freezing department | 409.89 | 1 | 5 | 5 | 538 | 1 | Anaesthesia system, general-purpose | 86306.2 | 2 | 5 | 0
4 | Provincial hospital | 1 | 401 | Refrigerator with freezing department | 409.89 | 1 | 5 | 5 | 538 | 1 | Analyser, blood culture, automated | 8164.8 | 1 | 5 | 0
5 | Central hospital | 1 | 401 | Refrigerator with freezing department | 409.89 | 1 | 5 | 5 | 538 | 1 | Analyser, blood gas, general-purpose | 58965.93 | 2 | 5 | 0
4 | Provincial hospital | 1 | 402 | Refrigerator with freezing department | 819.78 | 1 | 5 | 5 | 538 | 1 | Analyser, clinical chemistry, automated, discrete | 26987.23 | 2 | 5 | 0
4 | Provincial hospital | 1 | 402 | Refrigerator with freezing department | 819.78 | 1 | 5 | 5 | 538 | 1 | Analyser, electrolyte, flame photometer | 58965.93 | 6 | 5 | 0
5 | Central hospital | 1 | 402 | Refrigerator with freezing department | 819.78 | 1 | 5 | 5 | 538 | 1 | Analyser, electrophoresis, protein fractionation | 57000 | 1 | 5 | 0
5 | Central hospital | 1 | 402 | Refrigerator with freezing department | 819.78 | 1 | 5 | 5 | 538 | 1 | Analyser, haematology, blood grouping | 6248 | 2 | 5 | 0
3 | District hospital | 1 | 403 | Refrigerator, blood | 10482.48 | 3 | 5 | 5 | 538 | 1 | Analyser, haematology, cell-differential | 563.71 | 2 | 5 | 0
4 | Provincial hospital | 1 | 403 | Refrigerator, blood | 10482.48 | 3 | 5 | 5 | 538 | 1 | Analyser, immunoassay, chemiluminescent | 42000 | 2 | 5 | 0
5 | Central hospital | 1 | 403 | Refrigerator, blood | 10482.48 | 3 | 5 | 5 | 538 | 1 | Analyser, immunoassay, enzyme | 9000 | 1 | 5 | 0
2 | Health center | 1 | 404 | Refrigerator, laboratory | 7522.92 | 1 | 5 | 5 | 538 | 1 | Analyser, immunoassay, fluorescent | 25000 | 1 | 5 | 0
3 | District hospital | 1 | 404 | Refrigerator, laboratory | 7522.92 | 4 | 5 | 5 | 538 | 1 | Analyser, immunoassay, light transmission | 0 | 1 | 5 | 0
4 | Provincial hospital | 1 | 404 | Refrigerator, laboratory | 7522.92 | 12 | 5 | 5 | 538 | 1 | Analyser, immunoassay, radioisotopic | 0 | 1 | 5 | 0
5 | Central hospital | 1 | 404 | Refrigerator, laboratory | 7522.92 | 13 | 5 | 5 | 538 | 1 | Analyser, pH | 57141.23 | 6 | 5 | 0
3 | District hospital | 1 | 405 | Refrigerator, morgue | 0 | 1 | 5 | 5 | 538 | 1 | Analyser, photometer, general-purpose | 3045.4 | 3 | 5 | 0
4 | Provincial hospital | 1 | 405 | Refrigerator, morgue | 0 | 1 | 5 | 5 | 538 | 1 | Analyser, urine | 1289.99 | 1 | 5 | 0
5 | Central hospital | 1 | 405 | Refrigerator, morgue | 0 | 1 | 5 | 5 | 538 | 1 | Angioscope, fibreoptic, reusable | 1000 | 1 | 5 | 0
1 | Health post | 1 | 406 | Refrigerator, pharmacy | 7522.92 | 1 | 5 | 5 | 538 | 1 | Apheresis unit | 10000 | 1 | 5 | 0
2 | Health center | 1 | 406 | Refrigerator, pharmacy | 7522.92 | 1 | 5 | 5 | 538 | 1 | Arthroscope, flexible, fibreoptic | 1000 | 1 | 5 | 0
3 | District hospital | 1 | 406 | Refrigerator, pharmacy | 7522.92 | 5 | 5 | 5 | 538 | 1 | Articulator, dental | 0 | 1 | 5 | 0
4 | Provincial hospital | 1 | 406 | Refrigerator, pharmacy | 7522.92 | 16 | 5 | 5 | 538 | 1 | Audiometer, impedance | 0 | 1 | 5 | 0
5 | Central hospital | 1 | 406 | Refrigerator, pharmacy | 7522.92 | 22 | 5 | 5 | 538 | 1 | Audiometer, pure-tone | 0 | 2 | 5 | 0
4 | Provincial hospital | 1 | 407 | Resuscitator, pulmonary, manually-operated, reusable | 211.1 | 6 | 5 | 5 | 538 | 1 | Bar-code reader | 0 | 1 | 5 | 0
5 | Central hospital | 1 | 407 | Resuscitator, pulmonary, manually-operated, reusable | 211.1 | 8 | 5 | 5 | 538 | 1 | Bath, hydro-massage therapy | 2720 | 1 | 5 | 0
4 | Provincial hospital | 1 | 408 | Retinoscope | 952.95 | 1 | 5 | 5 | 538 | 1 | Bath, paraffin, physical therapy | 4426.84 | 1 | 5 | 0
5 | Central hospital | 1 | 408 | Retinoscope | 952.95 | 1 | 5 | 5 | 538 | 1 | Bath, ultrasonic | 33843.23 | 1 | 5 | 0
4 | Provincial hospital | 1 | 409 | Retractor, eye | 0 | 1 | 5 | 5 | 538 | 1 | Bed, general-purpose, electrically-powered | 19344.18 | 13 | 5 | 0
5 | Central hospital | 1 | 409 | Retractor, eye | 0 | 1 | 5 | 5 | 538 | 1 | Bed, general-purpose, manually-operated | 4603.04 | 4 | 5 | 0
4 | Provincial hospital | 1 | 410 | Rhino-laryngoscope, rigid | 36350.04 | 1 | 5 | 5 | 538 | 1 | Bed, infant, general-purpose | 1000 | 3 | 5 | 0
5 | Central hospital | 1 | 410 | Rhino-laryngoscope, rigid | 0 | 1 | 5 | 5 | 538 | 1 | Bed, orthopedic | 1000 | 1 | 5 | 0
4 | Provincial hospital | 1 | 411 | Safety box, PP, approx 3 L, for all sharps | 4.24 | 25 | 5 | 5 | 538 | 1 | Bed, paediatric | 2398.01 | 1 | 5 | 0
5 | Central hospital | 1 | 411 | Safety box, PP, approx 3 L, for all sharps | 4.24 | 25 | 5 | 5 | 538 | 1 | Bedpan, general-purpose | 40.32 | 19 | 5 | 0
4 | Provincial hospital | 1 | 412 | Safety gas burner with glass chimney, footswitch for temporary ignition | 573.85 | 2 | 5 | 5 | 538 | 1 | Blood recovery autotransfusion unit | 15000 | 1 | 5 | 0
5 | Central hospital | 1 | 412 | Safety gas burner with glass chimney, footswitch for temporary ignition | 573.85 | 2 | 5 | 5 | 538 | 1 | Board, arm | 200 | 6 | 5 | 0
4 | Provincial hospital | 1 | 413 | Safety gas tubing with safety clamps on both ends, inner diameter 9mm | 40.99 | 2 | 5 | 5 | 538 | 1 | Bowl, emesis, reusable | 5.42 | 21 | 5 | 0
5 | Central hospital | 1 | 413 | Safety gas tubing with safety clamps on both ends, inner diameter 9mm | 40.99 | 2 | 5 | 5 | 538 | 1 | Bowl, washing | 7.18 | 50 | 5 | 0
4 | Provincial hospital | 1 | 414 | Safety-Pipetting Ball, standard | 3.42 | 10 | 5 | 5 | 538 | 1 | Bronchoscope, flexible, fibreoptic | 27100.96 | 1 | 5 | 0
5 | Central hospital | 1 | 414 | Safety-Pipetting Ball, standard | 3.42 | 10 | 5 | 5 | 538 | 1 | Bucket, swab | 44.97 | 131 | 5 | 0
3 | District hospital | 1 | 415 | Saw, autopsy, manually-operated | 9315.34 | 1 | 5 | 5 | 538 | 1 | Bunsen burner | 38.78 | 2 | 5 | 0
4 | Provincial hospital | 1 | 415 | Saw, autopsy, manually-operated | 9315.34 | 1 | 5 | 5 | 538 | 1 | Cabinet, bedside | 65.33 | 6 | 5 | 0
5 | Central hospital | 1 | 415 | Saw, autopsy, manually-operated | 9315.34 | 1 | 5 | 5 | 538 | 1 | Cabinet, dental | 179.82 | 1 | 5 | 0
4 | Provincial hospital | 1 | 416 | Saw, pneumatically powered | 9315.34 | 1 | 5 | 5 | 538 | 1 | Cabinet, instrument, general-purpose | 179.82 | 8 | 5 | 0
5 | Central hospital | 1 | 416 | Saw, pneumatically powered | 9315.34 | 1 | 5 | 5 | 538 | 1 | Cabinet, medicine | 179.82 | 40 | 5 | 0
4 | Provincial hospital | 1 | 417 | Saw, surgical, gas-powered | 9315.34 | 1 | 5 | 5 | 538 | 1 | Cabinet, slide storage | 1931.53 | 1 | 5 | 0
5 | Central hospital | 1 | 417 | Saw, surgical, gas-powered | 9315.34 | 1 | 5 | 5 | 538 | 1 | CAD/CAM unit, radiotherapy beam block | 4000 | 1 | 5 | 0
4 | Provincial hospital | 1 | 418 | Saw, surgical, manually-operated, rigid | 9315.34 | 1 | 5 | 5 | 538 | 1 | Calliper, skinfold, manually-operated | 926.71 | 1 | 5 | 0
5 | Central hospital | 1 | 418 | Saw, surgical, manually-operated, rigid | 9315.34 | 1 | 5 | 5 | 538 | 1 | Cast cutter, electrically-powered | 1692.25 | 1 | 5 | 0
3 | District hospital | 1 | 419 | Scale, autopsy | 232.35 | 1 | 5 | 5 | 538 | 1 | Centrifuge, cell washing | 93836.72 | 2 | 5 | 0
4 | Provincial hospital | 1 | 419 | Scale, autopsy | 232.35 | 1 | 5 | 5 | 538 | 1 | Centrifuge, cytology | 2118.38 | 1 | 5 | 0
5 | Central hospital | 1 | 419 | Scale, autopsy | 232.35 | 1 | 5 | 5 | 538 | 1 | Centrifuge, general-purpose laboratory | 12253.38 | 8 | 5 | 0
4 | Provincial hospital | 1 | 420 | Scale, patient, bed | 20069.59 | 9 | 5 | 5 | 538 | 1 | Chair, bath/shower | 95.65 | 6 | 5 | 0
5 | Central hospital | 1 | 420 | Scale, patient, bed | 20069.59 | 11 | 5 | 5 | 538 | 1 | Chair, blood donor | 1679.08 | 1 | 5 | 0
4 | Provincial hospital | 1 | 421 | Scale, patient, chair | 562.44 | 3 | 5 | 5 | 538 | 1 | Chair, examination/treatment, electrically-powered | 732.95 | 17 | 5 | 0
5 | Central hospital | 1 | 421 | Scale, patient, chair | 562.44 | 3 | 5 | 5 | 538 | 1 | Chair, operator, dental | 99.36 | 1 | 5 | 0
1 | Health post | 1 | 422 | Scale, patient, floor | 733.8 | 1 | 5 | 5 | 538 | 1 | Chair, reclining | 0 | 1 | 5 | 0
2 | Health center | 1 | 422 | Scale, patient, floor | 733.8 | 2 | 5 | 5 | 538 | 1 | Chart, eye, Amsler grid | 0 | 1 | 5 | 0
3 | District hospital | 1 | 422 | Scale, patient, floor | 733.8 | 2 | 5 | 5 | 538 | 1 | Chart, eye, colour discrimination | 209.41 | 1 | 5 | 0
4 | Provincial hospital | 1 | 422 | Scale, patient, floor | 733.8 | 28 | 5 | 5 | 538 | 1 | Chart, eye, visual acuity | 96 | 1 | 5 | 0
5 | Central hospital | 1 | 422 | Scale, patient, floor | 733.8 | 39 | 5 | 5 | 538 | 1 | Chart, patient record | 25.93 | 9 | 5 | 0
2 | Health center | 1 | 423 | Scale, patient, infant | 270.98 | 3 | 5 | 5 | 538 | 1 | Circulatory assist system, intra-aortic balloon | 35000 | 3 | 5 | 0
3 | District hospital | 1 | 423 | Scale, patient, infant | 270.98 | 2 | 5 | 5 | 538 | 1 | Colposcope | 39548.65 | 2 | 5 | 0
4 | Provincial hospital | 1 | 423 | Scale, patient, infant | 270.98 | 8 | 5 | 5 | 538 | 1 | Combination diagnostic imaging system, SPECT/CT | 0 | 1 | 5 | 0
5 | Central hospital | 1 | 423 | Scale, patient, infant | 270.98 | 8 | 5 | 5 | 538 | 1 | Compression system, intermittent | 224 | 1 | 5 | 0
3 | District hospital | 1 | 424 | Scale, precision, electronic | 232.35 | 4 | 5 | 5 | 538 | 1 | Container, radiation shielded, general-purpose | 15391.96 | 1 | 5 | 0
4 | Provincial hospital | 1 | 424 | Scale, precision, electronic | 232.35 | 6 | 5 | 5 | 538 | 1 | Container, radiation shielded, transport/transfer | 115.08 | 1 | 5 | 0
5 | Central hospital | 1 | 424 | Scale, precision, electronic | 232.35 | 6 | 5 | 5 | 538 | 1 | Contrast medium injector system, powered, multiphase | 30523.2 | 3 | 5 | 0
2 | Health center | 1 | 425 | Scale, precision, mechanical | 653.98 | 1 | 5 | 5 | 538 | 1 | Cryosurgical unit, general-purpose | 23691.15 | 2 | 5 | 0
3 | District hospital | 1 | 425 | Scale, precision, mechanical | 653.98 | 1 | 5 | 5 | 538 | 1 | Cup, medicine | 13.14 | 9 | 5 | 0
3 | District hospital | 1 | 426 | Screen, anaesthesia | 137321.39 | 1 | 5 | 5 | 538 | 1 | Cushion, lumbar |  | 2 | 5 | 0
4 | Provincial hospital | 1 | 426 | Screen, anaesthesia | 137321.39 | 4 | 5 | 5 | 538 | 1 | Cystourethroscope, flexible, video | 41050.75 | 2 | 5 | 0
5 | Central hospital | 1 | 426 | Screen, anaesthesia | 137321.39 | 9 | 5 | 5 | 538 | 1 | Darkroom film bin, diagnostic imaging | 780.1 | 1 | 5 | 0
1 | Health post | 1 | 427 | Screen, bedside | 195.95 | 2 | 5 | 5 | 538 | 1 | Darkroom light, diagnostic imaging | 251.76 | 1 | 5 | 0
2 | Health center | 1 | 427 | Screen, bedside | 195.95 | 9 | 5 | 5 | 538 | 1 | Defibrillator,semi-automated | 17156.73 | 1 | 5 | 0
3 | District hospital | 1 | 427 | Screen, bedside | 195.95 | 16 | 5 | 5 | 538 | 1 | Dermatome, electrically-powered | 0 | 1 | 5 | 0
4 | Provincial hospital | 1 | 427 | Screen, bedside | 195.95 | 43 | 5 | 5 | 538 | 1 | Dermatoscope | 7078.21 | 1 | 5 | 0
5 | Central hospital | 1 | 427 | Screen, bedside | 195.95 | 54 | 5 | 5 | 538 | 1 | Dialyser reprocessing system | 10470.72 | 1 | 5 | 0
4 | Provincial hospital | 1 | 428 | Screw caps with weld in PFTE membrane, 0.2 �m pore size, autoclavable to 140 �C | 3.01 | 10 | 5 | 5 | 538 | 1 | Dialysis system, haemo- | 4188.29 | 3 | 5 | 0
5 | Central hospital | 1 | 428 | Screw caps with weld in PFTE membrane, 0.2 �m pore size, autoclavable to 140 �C | 3.01 | 10 | 5 | 5 | 538 | 1 | Dialysis system, peritoneal | 2408.27 | 2 | 5 | 0
2 | Health center | 1 | 429 | Sealing unit, packaging | 800 | 2 | 5 | 5 | 538 | 1 | Dictaphone system, digital | 0 | 1 | 5 | 0
3 | District hospital | 1 | 429 | Sealing unit, packaging | 800 | 4 | 5 | 5 | 538 | 1 | Digital imaging scanner, radiographic | 42615.83 | 1 | 5 | 0
4 | Provincial hospital | 1 | 429 | Sealing unit, packaging | 800 | 5 | 5 | 5 | 538 | 1 | Dilator, vaginal | 15.8 | 1 | 5 | 0
5 | Central hospital | 1 | 429 | Sealing unit, packaging | 800 | 6 | 5 | 5 | 538 | 1 | Dispenser, liquid, laboratory, electronic | 300 | 1 | 5 | 0
1 | Health post | 2 | 430 | secretary chair | 45 | 12 | 5 | 5 | 538 | 1 | Dispenser, medication, liquid | 5.36 | 1 | 5 | 0
2 | Health center | 2 | 430 | secretary chair | 45 | 12 | 5 | 5 | 538 | 1 | Dispenser, medication, narcotic control | 400 | 7 | 5 | 0
3 | District hospital | 2 | 430 | secretary chair | 45 | 12 | 5 | 5 | 538 | 1 | Dispenser, paraffin | 0 | 1 | 5 | 0
4 | Provincial hospital | 2 | 430 | secretary chair | 45 | 12 | 5 | 5 | 538 | 1 | Dispenser, soap | 395.2 | 4 | 5 | 0
5 | Central hospital | 2 | 430 | secretary chair | 45 | 12 | 5 | 5 | 538 | 1 | Distension unit, fluid, arthroscopic | 1500 | 1 | 5 | 0
4 | Provincial hospital | 1 | 431 | Separate water supply for deionised water with conductivity measure R 3/4" with digital display and hose-set for in-and outflow | 929.08 | 1 | 5 | 5 | 538 | 1 | Dosimeter, radiation, film badge | 2000 | 1 | 5 | 0
5 | Central hospital | 1 | 431 | Separate water supply for deionised water with conductivity measure R 3/4" with digital display and hose-set for in-and outflow | 929.08 | 1 | 5 | 5 | 538 | 1 | Duodenoscope, video | 42877.21 | 2 | 5 | 0
3 | District hospital | 1 | 432 | Shaker, laboratory | 3293.56 | 3 | 5 | 5 | 538 | 1 | Dynamometer, hand | 0 | 1 | 5 | 0
4 | Provincial hospital | 1 | 432 | Shaker, laboratory | 3293.56 | 7 | 5 | 5 | 538 | 1 | Electrical conductivity measuring instrument, haemodialysis solution | 0 | 1 | 5 | 0
5 | Central hospital | 1 | 432 | Shaker, laboratory | 3293.56 | 7 | 5 | 5 | 538 | 1 | Electrocardiograph, general-purpose | 6891.47 | 6 | 5 | 0
1 | Health post | 2 | 433 | shelf | 108 | 5 | 5 | 5 | 538 | 1 | Electroencephalograph | 38949.68 | 2 | 5 | 0
2 | Health center | 2 | 433 | shelf | 108 | 5 | 5 | 5 | 538 | 1 | Electromyograph | 37694.59 | 2 | 5 | 0
3 | District hospital | 2 | 433 | shelf | 108 | 5 | 5 | 5 | 538 | 1 | Electronystagmograph | 2000 | 1 | 5 | 0
4 | Provincial hospital | 2 | 433 | shelf | 108 | 5 | 5 | 5 | 538 | 1 | Electrosurgical system generator, general-purpose | 8851.89 | 14 | 5 | 0
5 | Central hospital | 2 | 433 | shelf | 108 | 5 | 5 | 5 | 538 | 1 | Endoscopic video image processor | 36196.59 | 6 | 5 | 0
1 | Health post | 2 | 434 | shelf with | 108 | 4 | 5 | 5 | 538 | 1 | Endoscopic video imaging system | 36196.59 | 6 | 5 | 0
2 | Health center | 2 | 434 | shelf with | 108 | 4 | 5 | 5 | 538 | 1 | ENT treatment system | 10784.74 | 1 | 5 | 0
3 | District hospital | 2 | 434 | shelf with | 108 | 4 | 5 | 5 | 538 | 1 | Enteroscope, video | 12000 | 1 | 5 | 0
4 | Provincial hospital | 2 | 434 | shelf with | 108 | 4 | 5 | 5 | 538 | 1 | Evacuator, smoke, surgical | 800 | 2 | 5 | 0
5 | Central hospital | 2 | 434 | shelf with | 108 | 4 | 5 | 5 | 538 | 1 | Evoked-potential unit | 27648.82 | 2 | 5 | 0
1 | Health post | 2 | 435 | shelf with racks | 126 | 4 | 5 | 5 | 538 | 1 | Exerciser, continuous passive motion, arm | 8805.89 | 1 | 5 | 0
1 | Health post | 2 | 435 | shelf with racks | 144 | 12 | 5 | 5 | 538 | 1 | Exerciser, continuous passive motion, leg | 8805.89 | 1 | 5 | 0
2 | Health center | 2 | 435 | shelf with racks | 126 | 4 | 5 | 5 | 538 | 1 | Exerciser, finger | 2500 | 1 | 5 | 0
2 | Health center | 2 | 435 | shelf with racks | 144 | 12 | 5 | 5 | 538 | 1 | Exerciser, hand | 2500 | 2 | 5 | 0
3 | District hospital | 2 | 435 | shelf with racks | 126 | 4 | 5 | 5 | 538 | 1 | Exerciser, hand rails | 18834.43 | 2 | 5 | 0
3 | District hospital | 2 | 435 | shelf with racks | 144 | 12 | 5 | 5 | 538 | 1 | Exerciser, leg | 0 | 1 | 5 | 0
4 | Provincial hospital | 2 | 435 | shelf with racks | 126 | 4 | 5 | 5 | 538 | 1 | Exerciser, neck | 0 | 1 | 5 | 0
4 | Provincial hospital | 2 | 435 | shelf with racks | 144 | 12 | 5 | 5 | 538 | 1 | Exerciser, shoulder | 0 | 1 | 5 | 0
5 | Central hospital | 2 | 435 | shelf with racks | 126 | 4 | 5 | 5 | 538 | 1 | Exerciser, stairs | 0 | 1 | 5 | 0
5 | Central hospital | 2 | 435 | shelf with racks | 144 | 12 | 5 | 5 | 538 | 1 | Exophthalmometer | 0 | 1 | 5 | 0
2 | Health center | 1 | 436 | Shield, radiation, apron | 251.01 | 1 | 5 | 5 | 538 | 1 | Extraction system, orthopaedic cement | 0 | 1 | 5 | 0
3 | District hospital | 1 | 436 | Shield, radiation, apron | 251.01 | 2 | 5 | 5 | 538 | 1 | Flowmeter, oxygen therapy | 83.15 | 39 | 5 | 0
4 | Provincial hospital | 1 | 436 | Shield, radiation, apron | 251.01 | 6 | 5 | 5 | 538 | 1 | Fluid delivery mount, general-purpose | 72.61 | 63 | 5 | 0
5 | Central hospital | 1 | 436 | Shield, radiation, apron | 251.01 | 10 | 5 | 5 | 538 | 1 | Focimeter | 650 | 1 | 5 | 0
2 | Health center | 1 | 437 | Shield, radiation, collar | 50.59 | 1 | 5 | 5 | 538 | 1 | Foetal heart detector, phono | 843 | 3 | 5 | 0
3 | District hospital | 1 | 437 | Shield, radiation, collar | 50.59 | 2 | 5 | 5 | 538 | 1 | Foot arch tracing unit | 154.58 | 2 | 5 | 0
4 | Provincial hospital | 1 | 437 | Shield, radiation, collar | 50.59 | 6 | 5 | 5 | 538 | 1 | Footstool, conductive | 42.63 | 57 | 5 | 0
5 | Central hospital | 1 | 437 | Shield, radiation, collar | 50.59 | 7 | 5 | 5 | 538 | 1 | Forceps, sterilizer transfer | 20.64 | 40 | 5 | 0
5 | Central hospital | 1 | 438 | Shield, radiation, curtain | 4345.35 | 3 | 5 | 5 | 538 | 1 | Fork, tuning | 80 | 5 | 5 | 0
2 | Health center | 1 | 439 | Shield, radiation, eye, spectacles | 0 | 1 | 5 | 5 | 538 | 1 | Freezer, blood product | 10235.65 | 2 | 5 | 0
3 | District hospital | 1 | 439 | Shield, radiation, eye, spectacles |  | 2 | 5 | 5 | 538 | 1 | Freezer, ultra-low | 0 | 1 | 5 | 0
4 | Provincial hospital | 1 | 439 | Shield, radiation, eye, spectacles | 0 | 6 | 5 | 5 | 538 | 1 | Furnace, dental, porcelain | 2000 | 1 | 5 | 0
5 | Central hospital | 1 | 439 | Shield, radiation, eye, spectacles | 0 | 7 | 5 | 5 | 538 | 1 | Gasometer | 58965.93 | 6 | 5 | 0
2 | Health center | 1 | 440 | Shield, radiation, gonadal | 115.85 | 1 | 5 | 5 | 538 | 1 | Gastroscope, video | 0 | 2 | 5 | 0
3 | District hospital | 1 | 440 | Shield, radiation, gonadal | 115.85 | 2 | 5 | 5 | 538 | 1 | Glucose meter, self-testing | 400.75 | 7 | 5 | 0
4 | Provincial hospital | 1 | 440 | Shield, radiation, gonadal | 115.85 | 6 | 5 | 5 | 538 | 1 | Haematological separator, cell/plasma | 2480.94 | 1 | 5 | 0
5 | Central hospital | 1 | 440 | Shield, radiation, gonadal | 115.85 | 7 | 5 | 5 | 538 | 1 | Hammer, percussion | 188.47 | 20 | 5 | 0
2 | Health center | 1 | 441 | Shield, radiation, hand, glove | 345.37 | 1 | 5 | 5 | 538 | 1 | Hamper | 0 | 5 | 5 | 0
3 | District hospital | 1 | 441 | Shield, radiation, hand, glove | 345.37 | 2 | 5 | 5 | 538 | 1 | Heart-lung bypass system roller pump | 4000 | 1 | 5 | 0
4 | Provincial hospital | 1 | 441 | Shield, radiation, hand, glove | 345.37 | 6 | 5 | 5 | 538 | 1 | Heater, infant, mobile | 1500 | 4 | 5 | 0
5 | Central hospital | 1 | 441 | Shield, radiation, hand, glove | 345.37 | 9 | 5 | 5 | 538 | 1 | Heating/cooling pad control unit | 9000 | 2 | 5 | 0
5 | Central hospital | 1 | 442 | Shield, radiation, syringe | 899.77 | 1 | 5 | 5 | 538 | 1 | Humidifier, heated | 1570.61 | 2 | 5 | 0
4 | Provincial hospital | 1 | 443 | Sigmoidoscope, rigid | 51541.53 | 1 | 5 | 5 | 538 | 1 | Humidity measuring instrument | 0 | 2 | 5 | 0
5 | Central hospital | 1 | 443 | Sigmoidoscope, rigid | 51541.53 | 1 | 5 | 5 | 538 | 1 | Hysteroscope, flexible, video | 25711.86 | 1 | 5 | 0
4 | Provincial hospital | 1 | 444 | Simulator, radiation therapy | 1036914.29 | 1 | 5 | 5 | 538 | 1 | Incubator, infant, stationary | 18737.59 | 2 | 5 | 0
5 | Central hospital | 1 | 444 | Simulator, radiation therapy | 1036914.29 | 1 | 5 | 5 | 538 | 1 | Incubator, infant, transportable | 17025.27 | 2 | 5 | 0
5 | Central hospital | 1 | 445 | Sleep assessment device | 10000 | 1 | 5 | 5 | 538 | 1 | Incubator, laboratory, aerobic | 1500 | 1 | 5 | 0
3 | District hospital | 1 | 446 | Slide stainer | 54.32 | 2 | 5 | 5 | 538 | 1 | Incubator, laboratory, anaerobic | 2000 | 1 | 5 | 0
4 | Provincial hospital | 1 | 446 | Slide stainer | 54.32 | 2 | 5 | 5 | 538 | 1 | Information system, radiology | 50000 | 1 | 5 | 0
5 | Central hospital | 1 | 446 | Slide stainer | 54.32 | 2 | 5 | 5 | 538 | 1 | Infusion administration set, infusion controller | 3740 | 1 | 5 | 0
2 | Health center | 1 | 447 | Sphygmomanome ter, aneroid | 147.35 | 1 | 5 | 5 | 538 | 1 | Infusion pump, multichannel | 2284.86 | 19 | 5 | 0
1 | Health post | 1 | 448 | Sphygmomanometer, aneroid | 147.35 | 1 | 5 | 5 | 538 | 1 | Infusion pump, syringe | 4000 | 4 | 5 | 0
2 | Health center | 1 | 448 | Sphygmomanometer, aneroid | 147.35 | 6 | 5 | 5 | 538 | 1 | Joint movement tester | 0 | 1 | 5 | 0
3 | District hospital | 1 | 448 | Sphygmomanometer, aneroid | 147.35 | 22 | 5 | 5 | 538 | 1 | Keratome, line-powered | 20000 | 1 | 5 | 0
4 | Provincial hospital | 1 | 448 | Sphygmomanometer, aneroid | 147.35 | 71 | 5 | 5 | 538 | 1 | Kick bucket | 44.97 | 40 | 5 | 0
5 | Central hospital | 1 | 448 | Sphygmomanometer, aneroid | 147.35 | 97 | 5 | 5 | 538 | 1 | Labelling machine | 0 | 3 | 5 | 0
4 | Provincial hospital | 1 | 449 | Spirometer, diagnostic | 800 | 2 | 5 | 5 | 538 | 1 | Laminar airflow unit, stationary, pharmaceutical | 6878.11 | 3 | 5 | 0
5 | Central hospital | 1 | 449 | Spirometer, diagnostic | 800 | 2 | 5 | 5 | 538 | 1 | Laminar, airflow unit, mobile | 6310.44 | 6 | 5 | 0
4 | Provincial hospital | 1 | 450 | Stainless steel bucket with lid, capacity 10L | 150.29 | 5 | 5 | 5 | 538 | 1 | Laryngoscope, intubation | 843.43 | 1 | 5 | 0
5 | Central hospital | 1 | 450 | Stainless steel bucket with lid, capacity 10L | 150.29 | 5 | 5 | 5 | 538 | 1 | Laser, argon | 20000 | 1 | 5 | 0
4 | Provincial hospital | 1 | 451 | Stainless steel funnel, short wide stem with air drain, diameter 150 mm on top | 13.66 | 5 | 5 | 5 | 538 | 1 | Laser, excimer | 65000 | 1 | 5 | 0
5 | Central hospital | 1 | 451 | Stainless steel funnel, short wide stem with air drain, diameter 150 mm on top | 13.66 | 5 | 5 | 5 | 538 | 1 | Laser, Nd:YAG | 89000 | 1 | 5 | 0
3 | District hospital | 1 | 452 | Stand for multichannel pipettes | 122.97 | 1 | 5 | 5 | 538 | 1 | Lavage unit, ENT | 1426.11 | 1 | 5 | 0
4 | Provincial hospital | 1 | 452 | Stand for multichannel pipettes | 122.97 | 1 | 5 | 5 | 538 | 1 | Lens set, trial | 1234.05 | 1 | 5 | 0
5 | Central hospital | 1 | 452 | Stand for multichannel pipettes | 122.97 | 1 | 5 | 5 | 538 | 1 | Lift, patient transfer, mobile | 0 | 1 | 5 | 0
1 | Health post | 1 | 453 | Standard reaction tubes with O-ring, 1.5 ml, 1000 per pack | 177.62 | 10 | 5 | 5 | 538 | 1 | Light source, endoscope, line-powered | 300.92 | 6 | 5 | 0
2 | Health center | 1 | 453 | Standard reaction tubes with O-ring, 1.5 ml, 1000 per pack | 177.62 | 10 | 5 | 5 | 538 | 1 | Light system, surgical | 8876.09 | 28 | 5 | 0
3 | District hospital | 1 | 453 | Standard reaction tubes with O-ring, 1.5 ml, 1000 per pack | 177.62 | 10 | 5 | 5 | 538 | 1 | Light therapy unit, infrared | 0 | 1 | 5 | 0
4 | Provincial hospital | 1 | 453 | Standard reaction tubes with O-ring, 1.5 ml, 1000 per pack | 177.62 | 10 | 5 | 5 | 538 | 1 | Light therapy unit, photo | 3232.97 | 4 | 5 | 0
5 | Central hospital | 1 | 453 | Standard reaction tubes with O-ring, 1.5 ml, 1000 per pack | 177.62 | 10 | 5 | 5 | 538 | 1 | Light, examination, hand-held, battery-powered | 0 | 17 | 5 | 0
1 | Health post | 1 | 454 | Standard reaction tubes with O-ring, 2 ml, 1000 per pack | 177.62 | 10 | 5 | 5 | 538 | 1 | Light, examination, mobile | 533.18 | 79 | 5 | 0
2 | Health center | 1 | 454 | Standard reaction tubes with O-ring, 2 ml, 1000 per pack | 177.62 | 10 | 5 | 5 | 538 | 1 | Light, head-worn | 298.29 | 15 | 5 | 0
3 | District hospital | 1 | 454 | Standard reaction tubes with O-ring, 2 ml, 1000 per pack | 177.62 | 10 | 5 | 5 | 538 | 1 | Light, surgical | 8452.66 | 1 | 5 | 0
4 | Provincial hospital | 1 | 454 | Standard reaction tubes with O-ring, 2 ml, 1000 per pack | 177.62 | 10 | 5 | 5 | 538 | 1 | Loupe, binocular | 6782.74 | 1 | 5 | 0
5 | Central hospital | 1 | 454 | Standard reaction tubes with O-ring, 2 ml, 1000 per pack | 177.62 | 10 | 5 | 5 | 538 | 1 | Mask, resuscitation | 61.49 | 6 | 5 | 0
4 | Provincial hospital | 1 | 455 | Stative for Squibb sedimentation funnels consisting of plate, rod and clamp | 136.63 | 3 | 5 | 5 | 538 | 1 | Massager, physical therapy | 500 | 1 | 5 | 0
5 | Central hospital | 1 | 455 | Stative for Squibb sedimentation funnels consisting of plate, rod and clamp | 136.63 | 3 | 5 | 5 | 538 | 1 | Mattress, bed, general-purpose | 1026.13 | 19 | 5 | 0
1 | Health post | 2 | 456 | step stool | 52 | 10 | 5 | 5 | 538 | 1 | Mattress, bed, water | 0 | 5 | 5 | 0
2 | Health center | 2 | 456 | step stool | 52 | 10 | 5 | 5 | 538 | 1 | Mediastinoscope, flexible, video | 500 | 1 | 5 | 0
3 | District hospital | 2 | 456 | step stool | 52 | 10 | 5 | 5 | 538 | 1 | Microscope, light | 4134.05 | 8 | 5 | 0
4 | Provincial hospital | 2 | 456 | step stool | 52 | 10 | 5 | 5 | 538 | 1 | Microscope, phase contrast | 4400 | 1 | 5 | 0
5 | Central hospital | 2 | 456 | step stool | 52 | 10 | 5 | 5 | 538 | 1 | Microscope, surgical, general-purpose | 4000 | 1 | 5 | 0
1 | Health post | 2 | 457 | steps and ramp rehab | 666 | 1 | 5 | 5 | 538 | 1 | Microscope, surgical, neurological | 75000 | 1 | 5 | 0
2 | Health center | 2 | 457 | steps and ramp rehab | 666 | 1 | 5 | 5 | 538 | 1 | Microscope, surgical, ophthalmic | 4000 | 1 | 5 | 0
3 | District hospital | 2 | 457 | steps and ramp rehab | 666 | 1 | 5 | 5 | 538 | 1 | Mirror, posture | 204.78 | 1 | 5 | 0
4 | Provincial hospital | 2 | 457 | steps and ramp rehab | 666 | 1 | 5 | 5 | 538 | 1 | Mixer, breathing gas | 1570.61 | 2 | 5 | 0
5 | Central hospital | 2 | 457 | steps and ramp rehab | 666 | 1 | 5 | 5 | 538 | 1 | Mixer, dental, amalgam | 160 | 1 | 5 | 0
1 | Health post | 2 | 458 | steps, finger rehabilitation | 144 | 2 | 5 | 5 | 538 | 1 | Monitor, VDU, colour | 0 | 5 | 5 | 0
2 | Health center | 2 | 458 | steps, finger rehabilitation | 144 | 2 | 5 | 5 | 538 | 1 | Mount, monitor/television set | 0 | 3 | 5 | 0
3 | District hospital | 2 | 458 | steps, finger rehabilitation | 144 | 2 | 5 | 5 | 538 | 1 | MRI system operator console | 0 | 1 | 5 | 0
4 | Provincial hospital | 2 | 458 | steps, finger rehabilitation | 144 | 2 | 5 | 5 | 538 | 1 | MRI system workstation | 11622.5 | 1 | 5 | 0
5 | Central hospital | 2 | 458 | steps, finger rehabilitation | 144 | 2 | 5 | 5 | 538 | 1 | MRI system, full-body, superconducting magnet | 1340282.18 | 1 | 5 | 0
4 | Provincial hospital | 1 | 459 | Stereotactic biopsy system, mammography | 14000 | 1 | 5 | 5 | 538 | 1 | Nasopharyngoscope, flexible, fibreoptic | 1340282.18 | 1 | 5 | 0
5 | Central hospital | 1 | 459 | Stereotactic biopsy system, mammography | 14000 | 1 | 5 | 5 | 538 | 1 | Nebulizer, heated | 875.07 | 2 | 5 | 0
5 | Central hospital | 1 | 460 | Stereotactic surgery system, neurological | 25000 | 1 | 5 | 5 | 538 | 1 | Nebulizer, non-heated | 3111.37 | 1 | 5 | 0
4 | Provincial hospital | 1 | 461 | Sterile filling station of culture media, consisting of 1000 ml Squibb sedimentation funnels or cylindric dropping funnels, with tube for pressure exchange, stopcocks made of glass and Teflon stopper, outlet diameter 4 mm | 68.32 | 3 | 5 | 5 | 538 | 1 | Nephroscope, flexible, video | 3111.37 | 3 | 5 | 0
5 | Central hospital | 1 | 461 | Sterile filling station of culture media, consisting of 1000 ml Squibb sedimentation funnels or cylindric dropping funnels, with tube for pressure exchange, stopcocks made of glass and Teflon stopper, outlet diameter 4 mm | 68.32 | 3 | 5 | 5 | 538 | 1 | Neuroscope, flexible, video | 0 | 1 | 5 | 0
4 | Provincial hospital | 1 | 462 | Sterile filling station of culture media, consisting of 250 ml Squibb sedimentation funnels or cylindric dropping funnels, with tube for pressure exchange, stopcocks made of glass and Teflon stopper, outlet diameter 4 mm | 40.99 | 7 | 5 | 5 | 538 | 1 | Oesophagoscope, flexible, fibreoptic | 3000 | 1 | 5 | 0
5 | Central hospital | 1 | 462 | Sterile filling station of culture media, consisting of 250 ml Squibb sedimentation funnels or cylindric dropping funnels, with tube for pressure exchange, stopcocks made of glass and Teflon stopper, outlet diameter 4 mm | 40.99 | 7 | 5 | 5 | 538 | 1 | Operator console, x-ray system, diagnostic | 0 | 4 | 5 | 0
3 | District hospital | 1 | 463 | Sterilizer, gas, formaldehyde |  | 1 | 5 | 5 | 538 | 1 | Ophthalmic examination/treatment table/stand, manually-operated | 42703.76 | 2 | 5 | 0
4 | Provincial hospital | 1 | 463 | Sterilizer, gas, formaldehyde | 0 | 2 | 5 | 5 | 538 | 1 | Ophthalmoscope, direct | 1500 | 31 | 5 | 0
5 | Central hospital | 1 | 463 | Sterilizer, gas, formaldehyde | 0 | 4 | 5 | 5 | 538 | 1 | Otoscope, direct | 300 | 29 | 5 | 0
4 | Provincial hospital | 1 | 464 | Sterilizer, gas, plasma | 178681.29 | 1 | 5 | 5 | 538 | 1 | Oximeter, pulse | 613.35 | 1 | 5 | 0
5 | Central hospital | 1 | 464 | Sterilizer, gas, plasma | 178681.29 | 1 | 5 | 5 | 538 | 1 | Oxygenator, extracorporeal membrane | 831.94 | 1 | 5 | 0
1 | Health post | 1 | 465 | Sterilizer, moist heat, unwrapped device | 49743.63 | 1 | 5 | 5 | 538 | 1 | Pacemaker, cardiac, external, invasive | 1840 | 3 | 5 | 0
2 | Health center | 1 | 465 | Sterilizer, moist heat, unwrapped device | 49743.63 | 3 | 5 | 5 | 538 | 1 | Pachometer | 8324.22 | 1 | 5 | 0
3 | District hospital | 1 | 465 | Sterilizer, moist heat, unwrapped device | 49743.63 | 6 | 5 | 5 | 538 | 1 | Patient chamber, hyperbaric | 15000 | 1 | 5 | 0
4 | Provincial hospital | 1 | 465 | Sterilizer, moist heat, unwrapped device | 49743.63 | 8 | 5 | 5 | 538 | 1 | Patient data recorder, long-term, electrocardiographic | 1000 | 1 | 5 | 0
5 | Central hospital | 1 | 465 | Sterilizer, moist heat, unwrapped device | 49743.63 | 9 | 5 | 5 | 538 | 1 | Patient data recorder, pneumotachographic | 1250 | 2 | 5 | 0
2 | Health center | 1 | 466 | Stethoscope, foetal | 64.12 | 2 | 5 | 5 | 538 | 1 | Patient monitor, central | 240181.64 | 8 | 5 | 0
3 | District hospital | 1 | 466 | Stethoscope, foetal | 64.12 | 3 | 5 | 5 | 538 | 1 | Patient monitor, electrocardiographic | 8206.3 | 44 | 5 | 0
4 | Provincial hospital | 1 | 466 | Stethoscope, foetal | 64.12 | 5 | 5 | 5 | 538 | 1 | Patient monitor, pressure, intracranial | 8206.3 | 1 | 5 | 0
5 | Central hospital | 1 | 466 | Stethoscope, foetal | 64.12 | 5 | 5 | 5 | 538 | 1 | Patient monitoring system module, blood pressure, invasive | 16217.93 | 13 | 5 | 0
1 | Health post | 1 | 467 | Stethoscope, mechanical | 64.08 | 2 | 5 | 5 | 538 | 1 | Patient monitoring system module, blood pressure, noninvasive | 16217.93 | 21 | 5 | 0
2 | Health center | 1 | 467 | Stethoscope, mechanical | 64.08 | 8 | 5 | 5 | 538 | 1 | Patient monitoring system module, cardiac output | 3000 | 3 | 5 | 0
3 | District hospital | 1 | 467 | Stethoscope, mechanical | 64.08 | 21 | 5 | 5 | 538 | 1 | Patient monitoring system module, electrocardiographic/respiratory | 3000 | 13 | 5 | 0
4 | Provincial hospital | 1 | 467 | Stethoscope, mechanical | 64.08 | 72 | 5 | 5 | 538 | 1 | Patient monitoring system module, pulse oximetry | 3000 | 27 | 5 | 0
5 | Central hospital | 1 | 467 | Stethoscope, mechanical | 64.08 | 100 | 5 | 5 | 538 | 1 | Patient monitoring system module, temperature | 3000 | 13 | 5 | 0
4 | Provincial hospital | 1 | 468 | Stimulator, electrical, analgesic, brain | 15000 | 1 | 5 | 5 | 538 | 1 | Patient monitoring system, cardiotocograph | 7644.78 | 2 | 5 | 0
5 | Central hospital | 1 | 468 | Stimulator, electrical, analgesic, brain | 15000 | 1 | 5 | 5 | 538 | 1 | Patient monitoring system, neonatal | 2119.27 | 4 | 5 | 0
4 | Provincial hospital | 1 | 469 | Stimulator, electrical, analgesic, peripheral nerve, transcutaneous | 2588.36 | 1 | 5 | 5 | 538 | 1 | Patient monitoring system, transportable | 9351.2 | 8 | 5 | 0
5 | Central hospital | 1 | 469 | Stimulator, electrical, analgesic, peripheral nerve, transcutaneous | 2588.36 | 1 | 5 | 5 | 538 | 1 | Patient-height measurer | 562.44 | 31 | 5 | 0
1 | Health post | 1 | 470 | Stool, general-purpose | 23.1 | 1 | 5 | 5 | 538 | 1 | Phacoemulsification system generator | 5000 | 1 | 5 | 0
2 | Health center | 1 | 470 | Stool, general-purpose | 23.1 | 1 | 5 | 5 | 538 | 1 | Phantom, diagnostic imaging, x-ray, CT, test object | 750 | 1 | 5 | 0
3 | District hospital | 1 | 470 | Stool, general-purpose | 23.1 | 9 | 5 | 5 | 538 | 1 | Phantom, radionuclide, brachytherapy, test object | 0 | 1 | 5 | 0
4 | Provincial hospital | 1 | 470 | Stool, general-purpose | 23.1 | 61 | 5 | 5 | 538 | 1 | Phantom, therapeutic radiation, multi-modality, test object | 500 | 1 | 5 | 0
5 | Central hospital | 1 | 470 | Stool, general-purpose | 23.1 | 87 | 5 | 5 | 538 | 1 | Picture archiving and communication system, endoscopy | 8500 | 5 | 5 | 0
2 | Health center | 1 | 471 | Stool, operating room | 23.1 | 2 | 5 | 5 | 538 | 1 | Picture archiving and communication system, radiology | 500000 | 1 | 5 | 0
1 | Health post | 2 | 472 | stool, revolving | 35 | 15 | 5 | 5 | 538 | 1 | Plasma thawing unit | 750 | 1 | 5 | 0
2 | Health center | 2 | 472 | stool, revolving | 35 | 15 | 5 | 5 | 538 | 1 | Printer, video | 176.78 | 1 | 5 | 0
3 | District hospital | 2 | 472 | stool, revolving | 35 | 15 | 5 | 5 | 538 | 1 | Proctoscope | 51541.53 | 1 | 5 | 0
4 | Provincial hospital | 2 | 472 | stool, revolving | 35 | 15 | 5 | 5 | 538 | 1 | Projector, cine, medical imaging | 498 | 1 | 5 | 0
5 | Central hospital | 2 | 472 | stool, revolving | 35 | 15 | 5 | 5 | 538 | 1 | Pump, breast, electrically-powered | 0 | 1 | 5 | 0
1 | Health post | 2 | 473 | stool, revolving with backrest | 68 | 22 | 5 | 5 | 538 | 1 | Pump, general-purpose | 1500 | 1 | 5 | 0
2 | Health center | 2 | 473 | stool, revolving with backrest | 68 | 22 | 5 | 5 | 538 | 1 | Rack, apron, radiation protection | 673.64 | 11 | 5 | 0
3 | District hospital | 2 | 473 | stool, revolving with backrest | 68 | 22 | 5 | 5 | 538 | 1 | Rack, bedpan | 623.66 | 12 | 5 | 0
4 | Provincial hospital | 2 | 473 | stool, revolving with backrest | 68 | 22 | 5 | 5 | 538 | 1 | Rack, patient record | 289.65 | 10 | 5 | 0
5 | Central hospital | 2 | 473 | stool, revolving with backrest | 68 | 22 | 5 | 5 | 538 | 1 | Rack, test tube | 6.67 | 1 | 5 | 0
1 | Health post | 2 | 474 | Stools, Adjustable | 54 | 5 | 5 | 5 | 538 | 1 | Radiation survey meter, Geiger-Muller counter | 500 | 6 | 5 | 0
2 | Health center | 2 | 474 | Stools, Adjustable | 54 | 5 | 5 | 5 | 538 | 1 | Radiation survey meter, ionization chamber | 700 | 1 | 5 | 0
3 | District hospital | 2 | 474 | Stools, Adjustable | 54 | 5 | 5 | 5 | 538 | 1 | Radiographic film processor, automatic, darkroom | 3500 | 1 | 5 | 0
4 | Provincial hospital | 2 | 474 | Stools, Adjustable | 54 | 5 | 5 | 5 | 538 | 1 | Radioisotope calibration system | 3300 | 2 | 5 | 0
5 | Central hospital | 2 | 474 | Stools, Adjustable | 54 | 5 | 5 | 5 | 538 | 1 | Radionuclide source, quality assurance | 1245 | 1 | 5 | 0
4 | Provincial hospital | 1 | 475 | Stop cock, winding for HDPE balloon | 4.44 | 10 | 5 | 5 | 538 | 1 | Radionuclide system, diagnostic, bone absorptiometer | 271584.3 | 1 | 5 | 0
5 | Central hospital | 1 | 475 | Stop cock, winding for HDPE balloon | 4.44 | 10 | 5 | 5 | 538 | 1 | Rail, side-support, bed | 0 | 6 | 5 | 0
4 | Provincial hospital | 1 | 476 | Strainer, stainless steel, 1 grip, 2 eyes, diameter 20 cm | 21.86 | 1 | 5 | 5 | 538 | 1 | Recorder, compact disk | 166 | 6 | 5 | 0
5 | Central hospital | 1 | 476 | Strainer, stainless steel, 1 grip, 2 eyes, diameter 20 cm | 21.86 | 1 | 5 | 5 | 538 | 1 | Refractometer, <specify> | 700 | 1 | 5 | 0
4 | Provincial hospital | 1 | 477 | Stress exercise monitoring system, cardiac | 35629.07 | 1 | 5 | 5 | 538 | 1 | Refractor, ophthalmic | 850 | 1 | 5 | 0
5 | Central hospital | 1 | 477 | Stress exercise monitoring system, cardiac | 35629.07 | 2 | 5 | 5 | 538 | 1 | Refrigerator, blood | 10482.48 | 3 | 5 | 0
1 | Health post | 1 | 478 | Stretcher, general-purpose | 2460.53 | 1 | 5 | 5 | 538 | 1 | Refrigerator, laboratory | 7522.92 | 13 | 5 | 0
2 | Health center | 1 | 478 | Stretcher, general-purpose | 2460.53 | 3 | 5 | 5 | 538 | 1 | Refrigerator, morgue | 0 | 1 | 5 | 0
3 | District hospital | 1 | 478 | Stretcher, general-purpose | 2460.53 | 3 | 5 | 5 | 538 | 1 | Refrigerator, pharmacy | 7522.92 | 22 | 5 | 0
4 | Provincial hospital | 1 | 478 | Stretcher, general-purpose | 2460.53 | 9 | 5 | 5 | 538 | 1 | Resuscitator, pulmonary, manually-operated, reusable | 211.1 | 8 | 5 | 0
5 | Central hospital | 1 | 478 | Stretcher, general-purpose | 2460.53 | 10 | 5 | 5 | 538 | 1 | Retinoscope | 952.95 | 1 | 5 | 0
3 | District hospital | 1 | 479 | Stretcher, hospital | 2460.53 | 5 | 5 | 5 | 538 | 1 | Retractor, eye | 0 | 1 | 5 | 0
4 | Provincial hospital | 1 | 479 | Stretcher, hospital | 2460.53 | 14 | 5 | 5 | 538 | 1 | Rhino-laryngoscope, rigid | 0 | 1 | 5 | 0
5 | Central hospital | 1 | 479 | Stretcher, hospital | 2460.53 | 20 | 5 | 5 | 538 | 1 | Saw, autopsy, manually-operated | 9315.34 | 1 | 5 | 0
4 | Provincial hospital | 1 | 480 | Stretcher, orthopaedic | 2460.53 | 1 | 5 | 5 | 538 | 1 | Saw, pneumatically powered | 9315.34 | 1 | 5 | 0
5 | Central hospital | 1 | 480 | Stretcher, orthopaedic | 2460.53 | 1 | 5 | 5 | 538 | 1 | Saw, surgical, gas-powered | 9315.34 | 1 | 5 | 0
4 | Provincial hospital | 1 | 481 | Stretcher, radiographic | 8499.35 | 2 | 5 | 5 | 538 | 1 | Saw, surgical, manually-operated, rigid | 9315.34 | 1 | 5 | 0
5 | Central hospital | 1 | 481 | Stretcher, radiographic | 8499.35 | 3 | 5 | 5 | 538 | 1 | Scale, autopsy | 232.35 | 1 | 5 | 0
1 | Health post | 1 | 482 | Strips for the rapid detection of resistance to isoniazid and rifampicin, per strip | 24.59 | 1000 | 5 | 5 | 538 | 1 | Scale, patient, bed | 20069.59 | 11 | 5 | 0
1 | Health post | 1 | 482 | Strips for the rapid detection of resistance to isoniazid and rifampicin, per strip | 3.5 | 1000 | 5 | 5 | 538 | 1 | Scale, patient, chair | 562.44 | 3 | 5 | 0
2 | Health center | 1 | 482 | Strips for the rapid detection of resistance to isoniazid and rifampicin, per strip | 24.59 | 1000 | 5 | 5 | 538 | 1 | Scale, patient, floor | 733.8 | 39 | 5 | 0
2 | Health center | 1 | 482 | Strips for the rapid detection of resistance to isoniazid and rifampicin, per strip | 3.5 | 1000 | 5 | 5 | 538 | 1 | Scale, patient, infant | 270.98 | 8 | 5 | 0
3 | District hospital | 1 | 482 | Strips for the rapid detection of resistance to isoniazid and rifampicin, per strip | 24.59 | 1000 | 5 | 5 | 538 | 1 | Scale, precision, electronic | 232.35 | 6 | 5 | 0
3 | District hospital | 1 | 482 | Strips for the rapid detection of resistance to isoniazid and rifampicin, per strip | 3.5 | 1000 | 5 | 5 | 538 | 1 | Screen, anaesthesia | 137321.39 | 9 | 5 | 0
4 | Provincial hospital | 1 | 482 | Strips for the rapid detection of resistance to isoniazid and rifampicin, per strip | 24.59 | 1000 | 5 | 5 | 538 | 1 | Screen, bedside | 195.95 | 54 | 5 | 0
4 | Provincial hospital | 1 | 482 | Strips for the rapid detection of resistance to isoniazid and rifampicin, per strip | 3.5 | 1000 | 5 | 5 | 538 | 1 | Sealing unit, packaging | 800 | 6 | 5 | 0
5 | Central hospital | 1 | 482 | Strips for the rapid detection of resistance to isoniazid and rifampicin, per strip | 24.59 | 1000 | 5 | 5 | 538 | 1 | Shaker, laboratory | 3293.56 | 7 | 5 | 0
5 | Central hospital | 1 | 482 | Strips for the rapid detection of resistance to isoniazid and rifampicin, per strip | 3.5 | 1000 | 5 | 5 | 538 | 1 | Shield, radiation, apron | 251.01 | 10 | 5 | 0
2 | Health center | 1 | 483 | Suction system, dental | 3886.16 | 1 | 5 | 5 | 538 | 1 | Shield, radiation, collar | 50.59 | 7 | 5 | 0
2 | Health center | 1 | 484 | Suction system, general-purpose, electrically-powered | 3886.16 | 4 | 5 | 5 | 538 | 1 | Shield, radiation, curtain | 4345.35 | 3 | 5 | 0
3 | District hospital | 1 | 484 | Suction system, general-purpose, electrically-powered | 3886.16 | 9 | 5 | 5 | 538 | 1 | Shield, radiation, eye, spectacles | 0 | 7 | 5 | 0
4 | Provincial hospital | 1 | 484 | Suction system, general-purpose, electrically-powered | 3886.16 | 31 | 5 | 5 | 538 | 1 | Shield, radiation, gonadal | 115.85 | 7 | 5 | 0
5 | Central hospital | 1 | 484 | Suction system, general-purpose, electrically-powered | 3886.16 | 50 | 5 | 5 | 538 | 1 | Shield, radiation, hand, glove | 345.37 | 9 | 5 | 0
3 | District hospital | 1 | 485 | Suction system, low pressure | 3886.16 | 3 | 5 | 5 | 538 | 1 | Shield, radiation, syringe | 899.77 | 1 | 5 | 0
4 | Provincial hospital | 1 | 485 | Suction system, low pressure | 3886.16 | 12 | 5 | 5 | 538 | 1 | Sigmoidoscope, rigid | 51541.53 | 1 | 5 | 0
5 | Central hospital | 1 | 485 | Suction system, low pressure | 3886.16 | 13 | 5 | 5 | 538 | 1 | Simulator, radiation therapy | 1036914.29 | 1 | 5 | 0
4 | Provincial hospital | 1 | 486 | Swan neck bottles (PE flask, narrow neck with screw cap and water dispenser) set of one each 250, 500, 1000ml | 16.4 | 5 | 5 | 5 | 538 | 1 | Sleep assessment device | 10000 | 1 | 5 | 0
5 | Central hospital | 1 | 486 | Swan neck bottles (PE flask, narrow neck with screw cap and water dispenser) set of one each 250, 500, 1000ml | 16.4 | 5 | 5 | 5 | 538 | 1 | Slide stainer | 54.32 | 2 | 5 | 0
2 | Health center | 1 | 487 | Table, birthing | 45133.75 | 2 | 5 | 5 | 538 | 1 | Sphygmomanometer, aneroid | 147.35 | 97 | 5 | 0
3 | District hospital | 1 | 487 | Table, birthing | 45133.75 | 3 | 5 | 5 | 538 | 1 | Spirometer, diagnostic | 800 | 2 | 5 | 0
4 | Provincial hospital | 1 | 487 | Table, birthing | 45133.75 | 3 | 5 | 5 | 538 | 1 | Stereotactic biopsy system, mammography | 14000 | 1 | 5 | 0
5 | Central hospital | 1 | 487 | Table, birthing | 45133.75 | 3 | 5 | 5 | 538 | 1 | Stereotactic surgery system, neurological | 25000 | 1 | 5 | 0
1 | Health post | 1 | 488 | Table, examination/treatment, general-purpose | 2024.99 | 2 | 5 | 5 | 538 | 1 | Sterilizer, gas, formaldehyde | 0 | 4 | 5 | 0
2 | Health center | 1 | 488 | Table, examination/treatment, general-purpose | 2024.99 | 4 | 5 | 5 | 538 | 1 | Sterilizer, gas, plasma | 178681.29 | 1 | 5 | 0
3 | District hospital | 1 | 488 | Table, examination/treatment, general-purpose | 2024.99 | 6 | 5 | 5 | 538 | 1 | Sterilizer, moist heat, unwrapped device | 49743.63 | 9 | 5 | 0
4 | Provincial hospital | 1 | 488 | Table, examination/treatment, general-purpose | 2024.99 | 16 | 5 | 5 | 538 | 1 | Stethoscope, foetal | 64.12 | 5 | 5 | 0
5 | Central hospital | 1 | 488 | Table, examination/treatment, general-purpose | 2024.99 | 27 | 5 | 5 | 538 | 1 | Stethoscope, mechanical | 64.08 | 100 | 5 | 0
4 | Provincial hospital | 1 | 489 | Table, examination/treatment, gynaecological | 781.84 | 7 | 5 | 5 | 538 | 1 | Stimulator, electrical, analgesic, brain | 15000 | 1 | 5 | 0
5 | Central hospital | 1 | 489 | Table, examination/treatment, gynaecological | 781.84 | 7 | 5 | 5 | 538 | 1 | Stimulator, electrical, analgesic, peripheral nerve, transcutaneous | 2588.36 | 1 | 5 | 0
1 | Health post | 1 | 490 | Table, instrument | 133.16 | 2 | 5 | 5 | 538 | 1 | Stool, general-purpose | 23.1 | 87 | 5 | 0
1 | Health post | 2 | 490 | Table, instrument | 180 | 3 | 5 | 5 | 538 | 1 | Stress exercise monitoring system, cardiac | 35629.07 | 2 | 5 | 0
2 | Health center | 1 | 490 | Table, instrument | 133.16 | 7 | 5 | 5 | 538 | 1 | Stretcher, general-purpose | 2460.53 | 10 | 5 | 0
2 | Health center | 2 | 490 | Table, instrument | 180 | 3 | 5 | 5 | 538 | 1 | Stretcher, hospital | 2460.53 | 20 | 5 | 0
3 | District hospital | 1 | 490 | Table, instrument | 133.16 | 19 | 5 | 5 | 538 | 1 | Stretcher, orthopaedic | 2460.53 | 1 | 5 | 0
3 | District hospital | 2 | 490 | Table, instrument | 180 | 3 | 5 | 5 | 538 | 1 | Stretcher, radiographic | 8499.35 | 3 | 5 | 0
4 | Provincial hospital | 1 | 490 | Table, instrument | 133.16 | 68 | 5 | 5 | 538 | 1 | Suction system, general-purpose, electrically-powered | 3886.16 | 50 | 5 | 0
4 | Provincial hospital | 2 | 490 | Table, instrument | 180 | 3 | 5 | 5 | 538 | 1 | Suction system, low pressure | 3886.16 | 13 | 5 | 0
5 | Central hospital | 1 | 490 | Table, instrument | 133.16 | 104 | 5 | 5 | 538 | 1 | Table, birthing | 45133.75 | 3 | 5 | 0
5 | Central hospital | 2 | 490 | Table, instrument | 180 | 3 | 5 | 5 | 538 | 1 | Table, examination/treatment, general-purpose | 2024.99 | 27 | 5 | 0
1 | Health post | 2 | 491 | table, kydney | 180 | 1 | 5 | 5 | 538 | 1 | Table, examination/treatment, gynaecological | 781.84 | 7 | 5 | 0
2 | Health center | 2 | 491 | table, kydney | 180 | 1 | 5 | 5 | 538 | 1 | Table, instrument | 133.16 | 104 | 5 | 0
3 | District hospital | 2 | 491 | table, kydney | 180 | 1 | 5 | 5 | 538 | 1 | Table, operating-room, electrical | 35139.83 | 11 | 5 | 0
4 | Provincial hospital | 2 | 491 | table, kydney | 180 | 1 | 5 | 5 | 538 | 1 | Table, operation, orthopaedic | 0 | 2 | 5 | 0
5 | Central hospital | 2 | 491 | table, kydney | 180 | 1 | 5 | 5 | 538 | 1 | Table, over-bed | 612.69 | 9 | 5 | 0
1 | Health post | 2 | 492 | table, mayo | 108 | 11 | 5 | 5 | 538 | 1 | Table, proctological | 996 | 1 | 5 | 0
2 | Health center | 2 | 492 | table, mayo | 108 | 11 | 5 | 5 | 538 | 1 | Table, urological | 781.84 | 1 | 5 | 0
3 | District hospital | 2 | 492 | table, mayo | 108 | 11 | 5 | 5 | 538 | 1 | Table, x-ray system, diagnostic, fluoroscopy, powered | 2024.99 | 1 | 5 | 0
4 | Provincial hospital | 2 | 492 | table, mayo | 108 | 11 | 5 | 5 | 538 | 1 | Telemetry system receiver, electrocardiograph | 119497.09 | 1 | 5 | 0
5 | Central hospital | 2 | 492 | table, mayo | 108 | 11 | 5 | 5 | 538 | 1 | Telemetry system transmitter, electrocardiograph | 119497.09 | 2 | 5 | 0
4 | Provincial hospital | 1 | 493 | Table, operating-room, electrical | 35139.83 | 4 | 5 | 5 | 538 | 1 | Television set | 28.97 | 3 | 5 | 0
5 | Central hospital | 1 | 493 | Table, operating-room, electrical | 35139.83 | 11 | 5 | 5 | 538 | 1 | Tent, oxygen | 116.2 | 2 | 5 | 0
2 | Health center | 1 | 494 | Table, operating-room, mechanical | 2858.47 | 1 | 5 | 5 | 538 | 1 | Test instrument, endoscope | 0 | 2 | 5 | 0
4 | Provincial hospital | 1 | 495 | Table, operation, orthopaedic | 0 | 2 | 5 | 5 | 538 | 1 | Thermometer holder | 9.13 | 11 | 5 | 0
5 | Central hospital | 1 | 495 | Table, operation, orthopaedic | 0 | 2 | 5 | 5 | 538 | 1 | Thermometer, electronic | 389.03 | 31 | 5 | 0
2 | Health center | 1 | 496 | Table, over-bed | 612.69 | 2 | 5 | 5 | 538 | 1 | Thermometer, infrared, ear | 550 | 1 | 5 | 0
3 | District hospital | 1 | 496 | Table, over-bed | 612.69 | 6 | 5 | 5 | 538 | 1 | Thermometer, laboratory | 58.76 | 4 | 5 | 0
4 | Provincial hospital | 1 | 496 | Table, over-bed | 612.69 | 8 | 5 | 5 | 538 | 1 | Timer, electronic | 43.91 | 3 | 5 | 0
5 | Central hospital | 1 | 496 | Table, over-bed | 612.69 | 9 | 5 | 5 | 538 | 1 | Tissue processor | 32784.2 | 1 | 5 | 0
1 | Health post | 2 | 497 | table, pasteur | 180 | 43 | 5 | 5 | 538 | 1 | Toilet douching/air drying aid | 0 | 1 | 5 | 0
2 | Health center | 2 | 497 | table, pasteur | 180 | 43 | 5 | 5 | 538 | 1 | Tonometer, ophthalmic | 4907.56 | 1 | 5 | 0
3 | District hospital | 2 | 497 | table, pasteur | 180 | 43 | 5 | 5 | 538 | 1 | Tourniquet, pneumatic | 2000 | 1 | 5 | 0
4 | Provincial hospital | 2 | 497 | table, pasteur | 180 | 43 | 5 | 5 | 538 | 1 | Training aid, physical, standing frame | 0 | 1 | 5 | 0
5 | Central hospital | 2 | 497 | table, pasteur | 180 | 43 | 5 | 5 | 538 | 1 | Transducer assembly, ultrasound, diagnostic, extracorporeal, mounted | 0 | 1 | 5 | 0
4 | Provincial hospital | 1 | 498 | Table, proctological | 996 | 1 | 5 | 5 | 538 | 1 | Trephine, bone | 0 | 1 | 5 | 0
5 | Central hospital | 1 | 498 | Table, proctological | 996 | 1 | 5 | 5 | 538 | 1 | Trolley, resuscitation | 17856.31 | 30 | 5 | 0
3 | District hospital | 1 | 499 | Table, ultrasound, diagnostic imaging | 2024.99 | 1 | 5 | 5 | 538 | 1 | Trolley, general-purpose | 323.72 | 27 | 5 | 0
4 | Provincial hospital | 1 | 500 | Table, urological | 781.84 | 1 | 5 | 5 | 538 | 1 | Trolley, instrument | 142.16 | 16 | 5 | 0
5 | Central hospital | 1 | 500 | Table, urological | 781.84 | 1 | 5 | 5 | 538 | 1 | Trolley, isolation | 214.8 | 2 | 5 | 0
4 | Provincial hospital | 1 | 501 | Table, x-ray system, diagnostic, fluoroscopy, powered | 2024.99 | 1 | 5 | 5 | 538 | 1 | Trolley, linen/laundry | 52.79 | 22 | 5 | 0
5 | Central hospital | 1 | 501 | Table, x-ray system, diagnostic, fluoroscopy, powered | 2024.99 | 1 | 5 | 5 | 538 | 1 | Trolley, medication | 214.8 | 11 | 5 | 0
4 | Provincial hospital | 1 | 502 | TB Laboratory Equipment - Additional items for Culture and DST | 0 | 0 | 0 | 5 | 538 | 1 | Trolley, mortuary | 1447.21 | 2 | 5 | 0
5 | Central hospital | 1 | 502 | TB Laboratory Equipment - Additional items for Culture and DST | 0 | 0 | 0 | 5 | 538 | 1 | Ultrasound system, imaging, cardiovascular | 311468.47 | 2 | 5 | 0
4 | Provincial hospital | 1 | 503 | TB Laboratory Equipment - Culture | 0 | 0 | 0 | 5 | 538 | 1 | Ultrasound system, imaging, general-purpose | 54316.86 | 5 | 5 | 0
5 | Central hospital | 1 | 503 | TB Laboratory Equipment - Culture | 0 | 0 | 0 | 5 | 538 | 1 | Ultrasound system, imaging, obstetric/gynaecological | 10000 | 3 | 5 | 0
4 | Provincial hospital | 1 | 504 | TB Laboratory Equipment - DST | 0 | 0 | 0 | 5 | 538 | 1 | Ultrasound system, imaging, ophthalmic | 4000 | 1 | 5 | 0
5 | Central hospital | 1 | 504 | TB Laboratory Equipment - DST | 0 | 0 | 0 | 5 | 538 | 1 | Ultrasound system, non-imaging, Doppler blood-flow measurement | 751.83 | 1 | 5 | 0
3 | District hospital | 1 | 505 | TB Laboratory Equipment - Microscopy | 0 | 0 | 0 | 5 | 538 | 1 | Utility supply system, dental treatment | 2172.67 | 1 | 5 | 0
4 | Provincial hospital | 1 | 505 | TB Laboratory Equipment - Microscopy | 0 | 0 | 0 | 5 | 538 | 1 | Ventilator, adult | 37167.35 | 8 | 5 | 0
5 | Central hospital | 1 | 505 | TB Laboratory Equipment - Microscopy | 0 | 0 | 0 | 5 | 538 | 1 | Ventilator, high frequency | 60593.83 | 2 | 5 | 0
3 | District hospital | 1 | 506 | TB Laboratory Equipment - Molecular tests | 0 | 0 | 0 | 5 | 538 | 1 | Ventilator, neonatal/paediatric | 37167.35 | 6 | 5 | 0
4 | Provincial hospital | 1 | 506 | TB Laboratory Equipment - Molecular tests | 0 | 0 | 0 | 5 | 538 | 1 | Ventilator, transportable | 38609.93 | 9 | 5 | 0
5 | Central hospital | 1 | 506 | TB Laboratory Equipment - Molecular tests | 0 | 0 | 0 | 5 | 538 | 1 | View box, diagnostic imaging, non-motorized | 63.59 | 7 | 5 | 0
1 | Health post | 1 | 507 | TB Laboratory Equipment-Microscopy | 0 | 0 | 0 | 5 | 538 | 1 | View box, x-ray | 63.59 | 37 | 5 | 0
2 | Health center | 1 | 507 | TB Laboratory Equipment-Microscopy | 0 | 0 | 0 | 5 | 538 | 1 | Washer, decontamination, utensil | 38799.65 | 4 | 5 | 0
4 | Provincial hospital | 1 | 508 | Telemetry system receiver, electrocardiograph | 119497.09 | 1 | 5 | 5 | 538 | 1 | Washer, decontamination/sanitizing | 38799.65 | 19 | 5 | 0
5 | Central hospital | 1 | 508 | Telemetry system receiver, electrocardiograph | 119497.09 | 1 | 5 | 5 | 538 | 1 | Waste disposal unit, cytotoxic | 3.13 | 16 | 5 | 0
4 | Provincial hospital | 1 | 509 | Telemetry system transmitter, electrocardiograph | 119497.09 | 2 | 5 | 5 | 538 | 1 | Waste disposal unit, radioactive | 1256.1 | 1 | 5 | 0
5 | Central hospital | 1 | 509 | Telemetry system transmitter, electrocardiograph | 119497.09 | 2 | 5 | 5 | 538 | 1 | Waste disposal unit, sharp | 5.27 | 90 | 5 | 0
4 | Provincial hospital | 1 | 510 | Television set | 28.97 | 2 | 5 | 5 | 538 | 1 | Water jet pistol | 334.17 | 4 | 5 | 0
5 | Central hospital | 1 | 510 | Television set | 28.97 | 3 | 5 | 5 | 538 | 1 | Water purification filter, charcoal | 0 | 1 | 5 | 0
4 | Provincial hospital | 1 | 511 | Tent, oxygen | 116.2 | 2 | 5 | 5 | 538 | 1 | Water purification filter, particulate | 0 | 1 | 5 | 0
5 | Central hospital | 1 | 511 | Tent, oxygen | 116.2 | 2 | 5 | 5 | 538 | 1 | Water purification system, reverse osmosis | 290.5 | 1 | 5 | 0
5 | Central hospital | 1 | 512 | Test instrument, endoscope | 0 | 2 | 5 | 5 | 538 | 1 | Water purification system, ultraviolet | 500 | 1 | 5 | 0
4 | Provincial hospital | 1 | 513 | Test tube rack 18/8 stainless steel, diameter 16 mm | 38.26 | 5 | 5 | 5 | 538 | 1 | Wheelchair, attendant driven, collapsible | 268.68 | 15 | 5 | 0
5 | Central hospital | 1 | 513 | Test tube rack 18/8 stainless steel, diameter 16 mm | 38.26 | 5 | 5 | 5 | 538 | 1 | Workstation, diagnostic x-ray system | 12058.34 | 2 | 5 | 0
4 | Provincial hospital | 1 | 514 | Test tube rack 18/8 stainless steel, diameter 35 mm | 31.42 | 5 | 5 | 5 | 538 | 1 | X- Ray System | 15000 | 3 | 5 | 0
5 | Central hospital | 1 | 514 | Test tube rack 18/8 stainless steel, diameter 35 mm | 31.42 | 5 | 5 | 5 | 538 | 1 | X-ray compression device, mammography | 490738.97 | 1 | 5 | 0
3 | District hospital | 1 | 515 | Thermocycler | 4782.05 | 1 | 5 | 5 | 538 | 1 | X-ray generator, diagnostic, mobile | 20000 | 7 | 5 | 0
4 | Provincial hospital | 1 | 515 | Thermocycler | 4782.05 | 1 | 5 | 5 | 538 | 1 | x-Ray System Mobile | 46440.92 | 1 | 5 | 0
5 | Central hospital | 1 | 515 | Thermocycler | 4782.05 | 1 | 5 | 5 | 538 | 1 | X-ray system, diagnostic, computed tomography, full-body | 1036913.54 | 1 | 5 | 0
2 | Health center | 1 | 516 | Thermometer holder | 9.13 | 3 | 5 | 5 | 538 | 1 | X-ray system, diagnostic, fluoroscopic, angiographic, stationary, digital | 1206949.8 | 1 | 5 | 0
3 | District hospital | 1 | 516 | Thermometer holder | 9.13 | 13 | 5 | 5 | 538 | 1 | X-ray system, diagnostic, fluoroscopic, general-purpose, portable, digital | 206404.07 | 1 | 5 | 0
4 | Provincial hospital | 1 | 516 | Thermometer holder | 9.13 | 9 | 5 | 5 | 538 | 1 | X-ray system, diagnostic, fluoroscopic, general-purpose, stationary, digital |  | 1 | 5 | 0
5 | Central hospital | 1 | 516 | Thermometer holder | 9.13 | 11 | 5 | 5 | 538 | 1 | X-ray system, diagnostic, general-purpose, stationary, digital | 25000 | 1 | 5 | 0
1 | Health post | 1 | 517 | Thermometer, electronic | 389.03 | 1 | 5 | 5 | 538 | 1 | X-ray system, diagnostic, mammographic, stationary, digital | 50000 | 1 | 5 | 0 |  |  |  | 175
2 | Health center | 1 | 517 | Thermometer, electronic | 389.03 | 3 | 5 | 5 | 538 | 1 | TB Laboratory Equipment - Microscopy | 0 | 0 | 0 | 0 | 0 |  |  |  |  | 363 ->538
3 | District hospital | 1 | 517 | Thermometer, electronic | 389.03 | 12 | 5 | 5 | 538 | 1 | Standard reaction tubes with O-ring, 1.5 ml, 1000 per pack | 177.62 | 10 | 5 | 0
4 | Provincial hospital | 1 | 517 | Thermometer, electronic | 389.03 | 26 | 5 | 5 | 538 | 1 | Standard reaction tubes with O-ring, 2 ml, 1000 per pack | 177.62 | 10 | 5 | 0
5 | Central hospital | 1 | 517 | Thermometer, electronic | 389.03 | 31 | 5 | 5 | 538 | 1 | Cryo-vial, sterile with cap, 2 ml, with outer winding; pack of 1000 | 245.93 | 3 | 5 | 0
4 | Provincial hospital | 1 | 518 | Thermometer, infrared, ear | 550 | 1 | 5 | 5 | 538 | 1 | Cryo-tags, sized to fit for use on cryo-tubes, rolls of 1000 | 57.38 | 3 | 5 | 0
5 | Central hospital | 1 | 518 | Thermometer, infrared, ear | 550 | 1 | 5 | 5 | 538 | 1 | PCR tubes, 0.2 ml with attached caps, sterile, DNAse- RNAse-free, 1000 per pack | 116.14 | 10 | 5 | 0
1 | Health post | 1 | 519 | Thermometer, laboratory | 58.76 | 1 | 5 | 5 | 538 | 1 | DNAse-/RNAse-free TIPS, for pipettes 0.1 - 10 �l, 10 boxes at 96 per pack | 88.81 | 10 | 5 | 0
2 | Health center | 1 | 519 | Thermometer, laboratory | 58.76 | 1 | 5 | 5 | 538 | 1 | DNAse-/RNAse-free TIPS, for pipettes 1 - 20 �l, 10 boxes at 96 per pack | 88.81 | 40 | 5 | 0
3 | District hospital | 1 | 519 | Thermometer, laboratory | 58.76 | 1 | 5 | 5 | 538 | 1 | DNAse-/RNAse-free TIPS, for pipettes 10 - 100 �l, 10 boxes at 96 per pack | 88.81 | 20 | 5 | 0
4 | Provincial hospital | 1 | 519 | Thermometer, laboratory | 58.76 | 4 | 5 | 5 | 538 | 1 | DNAse-/RNAse-free TIPS, for pipettes 20 - 200 �l, 10 boxes at 96 per pack | 81.98 | 10 | 5 | 0
5 | Central hospital | 1 | 519 | Thermometer, laboratory | 58.76 | 4 | 5 | 5 | 538 | 1 | TIPS, PE, for pipettes 0.5 - 10 �l, 1000 per pack | 19.13 | 10 | 5 | 0
3 | District hospital | 1 | 520 | Thermoshaker for hybridization | 3005.86 | 1 | 5 | 5 | 538 | 1 | TIPS, PE, for pipettes 1 - 200 �l, 1000 per pack | 21.86 | 5 | 5 | 0
4 | Provincial hospital | 1 | 520 | Thermoshaker for hybridization | 3005.86 | 1 | 5 | 5 | 538 | 1 | TIPS, PE, for pipettes 100 - 1000 �l , 1000 per pack | 19.13 | 5 | 5 | 0
5 | Central hospital | 1 | 520 | Thermoshaker for hybridization | 3005.86 | 1 | 5 | 5 | 538 | 1 | Pasteur-pipettes, plastic, sterile, 1.5ml, 500 per pack | 54.65 | 30 | 5 | 0
4 | Provincial hospital | 1 | 521 | Thick walled bottles, borosilicate 3.3, graduated, amber, PP ring and cap, 1, 2000 ml | 27.33 | 2 | 5 | 5 | 538 | 1 | Combitips for Multipette 5 ml, 100 pieces/pack | 109.3 | 3 | 5 | 0
5 | Central hospital | 1 | 521 | Thick walled bottles, borosilicate 3.3, graduated, amber, PP ring and cap, 1, 2000 ml | 27.33 | 2 | 5 | 5 | 538 | 1 | Combitips for Multipette 10 ml, 100 pieces/pack | 109.3 | 3 | 5 | 0
4 | Provincial hospital | 1 | 522 | Thick walled bottles, borosilicate 3.3, graduated, amber, PP ring and cap, 11000 ml | 16.4 | 3 | 5 | 5 | 538 | 1 | Plastic bags, disposable PP, 100 pieces per pack | 13.66 | 5 | 5 | 0
5 | Central hospital | 1 | 522 | Thick walled bottles, borosilicate 3.3, graduated, amber, PP ring and cap, 11000 ml | 16.4 | 3 | 5 | 5 | 538 | 1 | Gloves, vinyl, powder free, disposable, size S, 100 per pack | 16.4 | 60 | 5 | 0
4 | Provincial hospital | 1 | 523 | Thick walled bottles, borosilicate 3.3, graduated, transparent, PP ring and cap, 1000 ml | 14.35 | 10 | 5 | 5 | 538 | 1 | Gloves, vinyl, powder free, disposable, size M, 100 per pack | 16.4 | 90 | 5 | 0
5 | Central hospital | 1 | 523 | Thick walled bottles, borosilicate 3.3, graduated, transparent, PP ring and cap, 1000 ml | 14.35 | 10 | 5 | 5 | 538 | 1 | Gloves, vinyl, powder free, disposable, size L, 100 per pack | 16.4 | 30 | 5 | 0
4 | Provincial hospital | 1 | 524 | Thick walled bottles, borosilicate 3.3, graduated, transparent, PP ring and cap, 2000 ml | 24.59 | 3 | 5 | 5 | 538 | 1 | Forceps plastic | 15.03 | 3 | 5 | 0
5 | Central hospital | 1 | 524 | Thick walled bottles, borosilicate 3.3, graduated, transparent, PP ring and cap, 2000 ml | 24.59 | 3 | 5 | 5 | 538 | 1 | Bottles, plastic | 30.06 | 3 | 5 | 0
4 | Provincial hospital | 1 | 525 | Thick walled bottles, borosilicate 3.3, graduated, transparent, PP ring and cap, 500 ml; | 9.29 | 5 | 5 | 5 | 538 | 1 | Marker pen, water resistant | 6.83 | 3 | 5 | 0
5 | Central hospital | 1 | 525 | Thick walled bottles, borosilicate 3.3, graduated, transparent, PP ring and cap, 500 ml; | 9.29 | 5 | 5 | 5 | 538 | 1 | Gloves, nitril, powder free, disposable, size 6-7, 100 per pack | 19.13 | 10 | 5 | 0
4 | Provincial hospital | 1 | 526 | Thick walled Pyrex tubes with ISO winding and autoclavable screw cap with tight gasket, 16x100 mm; package of 100 | 109.3 | 10 | 5 | 5 | 538 | 1 | Gloves, nitril, powder free, disposable, size 7-8, 100 per pack | 20.49 | 5 | 5 | 0
5 | Central hospital | 1 | 526 | Thick walled Pyrex tubes with ISO winding and autoclavable screw cap with tight gasket, 16x100 mm; package of 100 | 109.3 | 10 | 5 | 5 | 538 | 1 | Gloves, nitril, powder free, disposable, size 8-9, 100 per pack | 21.86 | 2 | 5 | 0
4 | Provincial hospital | 1 | 527 | Thick-walled glass flask for preparation of culture medium; with flanged rim; 2500 ml | 58.75 | 6 | 5 | 5 | 538 | 1 | Strips for the rapid detection of resistance to isoniazid and rifampicin, per strip | 24.59 | 1000 | 5 | 0
5 | Central hospital | 1 | 527 | Thick-walled glass flask for preparation of culture medium; with flanged rim; 2500 ml | 58.75 | 6 | 5 | 5 | 538 | 1 | Strips for the rapid detection of resistance to isoniazid and rifampicin, per strip | 3.5 | 1000 | 5 | 0
3 | District hospital | 1 | 528 | Timer, electronic | 43.91 | 3 | 5 | 5 | 538 | 1 | TB Laboratory Equipment - Molecular tests | 0 | 0 | 0 | 0
4 | Provincial hospital | 1 | 528 | Timer, electronic | 43.91 | 3 | 5 | 5 | 538 | 1 | PCR-Workstation UV | 3142.49 | 1 | 5 | 0
5 | Central hospital | 1 | 528 | Timer, electronic | 43.91 | 3 | 5 | 5 | 538 | 1 | Thermocycler | 4782.05 | 1 | 5 | 0
1 | Health post | 1 | 529 | TIPS, PE, for pipettes 0.5 - 10 �l, 1000 per pack | 19.13 | 10 | 5 | 5 | 538 | 1 | Ultrasonic bath | 1639.56 | 1 | 5 | 0
2 | Health center | 1 | 529 | TIPS, PE, for pipettes 0.5 - 10 �l, 1000 per pack | 19.13 | 10 | 5 | 5 | 538 | 1 | Thermoshaker for hybridization | 3005.86 | 1 | 5 | 0
3 | District hospital | 1 | 529 | TIPS, PE, for pipettes 0.5 - 10 �l, 1000 per pack | 19.13 | 10 | 5 | 5 | 538 | 1 | Optional 8-channel pipette, 5 - 50 �l | 587.51 | 1 | 5 | 0
4 | Provincial hospital | 1 | 529 | TIPS, PE, for pipettes 0.5 - 10 �l, 1000 per pack | 19.13 | 10 | 5 | 5 | 538 | 1 | Optional 8-channel pipette, 50 - 300 �l | 587.51 | 1 | 5 | 0
5 | Central hospital | 1 | 529 | TIPS, PE, for pipettes 0.5 - 10 �l, 1000 per pack | 19.13 | 10 | 5 | 5 | 538 | 1 | Optional Electrophoresis, horizontal mini gel system | 409.89 | 1 | 5 | 0
1 | Health post | 1 | 530 | TIPS, PE, for pipettes 1 - 200 �l, 1000 per pack | 21.86 | 5 | 5 | 5 | 538 | 1 | Optional Power supply for electrophoresis | 478.21 | 1 | 5 | 0
2 | Health center | 1 | 530 | TIPS, PE, for pipettes 1 - 200 �l, 1000 per pack | 21.86 | 5 | 5 | 5 | 538 | 1 | Optional UV-light illuminator at least 200 x 200 mm window | 1639.56 | 1 | 5 | 0
3 | District hospital | 1 | 530 | TIPS, PE, for pipettes 1 - 200 �l, 1000 per pack | 21.86 | 5 | 5 | 5 | 538 | 1 | Optional Microwave oven, approx. 900 W, inner volume minimum 20 litres | 819.78 | 1 | 5 | 0
4 | Provincial hospital | 1 | 530 | TIPS, PE, for pipettes 1 - 200 �l, 1000 per pack | 21.86 | 5 | 5 | 5 | 538 | 1 | Racks, for tubes 1.5 - 2 ml, 10 mm diameter, at least 20 positions | 6.83 | 10 | 5 | 0
5 | Central hospital | 1 | 530 | TIPS, PE, for pipettes 1 - 200 �l, 1000 per pack | 21.86 | 5 | 5 | 5 | 538 | 1 | Centrifuge for standard reaction tubes | 2459.34 | 1 | 5 | 0
1 | Health post | 1 | 531 | TIPS, PE, for pipettes 100 - 1000 �l , 1000 per pack | 19.13 | 5 | 5 | 5 | 538 | 1 | Floating rack for 20 seats, diameter 10 mm, 2ml, for ultrasonic bath | 9.56 | 2 | 5 | 0
2 | Health center | 1 | 531 | TIPS, PE, for pipettes 100 - 1000 �l , 1000 per pack | 19.13 | 5 | 5 | 5 | 538 | 1 | Deep freeze storage box with lid for 2 ml cryovials , autoclavable PP | 10.93 | 10 | 5 | 0
3 | District hospital | 1 | 531 | TIPS, PE, for pipettes 100 - 1000 �l , 1000 per pack | 19.13 | 5 | 5 | 5 | 538 | 1 | Deep freeze storage box with lid for 0.2ml PCR tubes, autoclavable PP. | 11.07 | 10 | 5 | 0
4 | Provincial hospital | 1 | 531 | TIPS, PE, for pipettes 100 - 1000 �l , 1000 per pack | 19.13 | 5 | 5 | 5 | 538 | 1 | 1-channel pipette, variable from 0.5 - 10 �l, | 273.26 | 3 | 5 | 0
5 | Central hospital | 1 | 531 | TIPS, PE, for pipettes 100 - 1000 �l , 1000 per pack | 19.13 | 5 | 5 | 5 | 538 | 1 | 1-channel pipette, variable from 10 - 100 �l | 273.26 | 4 | 5 | 0
3 | District hospital | 1 | 532 | Tissue processor | 32784.2 | 1 | 5 | 5 | 538 | 1 | 1-channel pipette, variable from 100 - 1000 �l, | 273.26 | 4 | 5 | 0
4 | Provincial hospital | 1 | 532 | Tissue processor | 32784.2 | 1 | 5 | 5 | 538 | 1 | Racks suitable for pipettes offered, at least 4 positions | 109.3 | 4 | 5 | 0
5 | Central hospital | 1 | 532 | Tissue processor | 32784.2 | 1 | 5 | 5 | 538 | 1 | Refrigerator with freezing department | 409.89 | 1 | 5 | 0
5 | Central hospital | 1 | 533 | Toilet douching/air drying aid | 0 | 1 | 5 | 5 | 538 | 1 | Freezer | 546.52 | 1 | 5 | 0
1 | Health post | 2 | 534 | Toileting assistive products | 63 | 100 | 5 | 5 | 538 | 1 | Stand for multichannel pipettes | 122.97 | 1 | 5 | 0
1 | Health post | 2 | 534 | Toileting assistive products | 81 | 20 | 5 | 5 | 538 | 1 | Hand-dispenser pipette, 5 dosage steps, suited for combitips | 218.61 | 2 | 5 | 0
2 | Health center | 2 | 534 | Toileting assistive products | 63 | 100 | 5 | 5 | 538 | 1 | Tripod stand for waste bags of 2 litres | 10.25 | 5 | 5 | 0
2 | Health center | 2 | 534 | Toileting assistive products | 81 | 20 | 5 | 5 | 538 | 1 | TB Laboratory Equipment - Culture | 0 | 0 | 0 | 0
3 | District hospital | 2 | 534 | Toileting assistive products | 63 | 100 | 5 | 5 | 538 | 1 | Base Support for Laminar Air Flow Cabinet | 1024.73 | 2 | 5 | 0
3 | District hospital | 2 | 534 | Toileting assistive products | 81 | 20 | 5 | 5 | 538 | 1 | BSC, class I or II | 17761.9 | 2 | 5 | 0
4 | Provincial hospital | 2 | 534 | Toileting assistive products | 63 | 100 | 5 | 5 | 538 | 1 | UPS for BSC | 1639.56 | 2 | 5 | 0
4 | Provincial hospital | 2 | 534 | Toileting assistive products | 81 | 20 | 5 | 5 | 538 | 1 | Minishaker or Vortex | 478.21 | 3 | 5 | 0
5 | Central hospital | 2 | 534 | Toileting assistive products | 63 | 100 | 5 | 5 | 538 | 1 | Optional : overhead stirrer, for at least 10 tubes (50 ml) | 1639.56 | 2 | 5 | 0
5 | Central hospital | 2 | 534 | Toileting assistive products | 81 | 20 | 5 | 5 | 538 | 1 | Test tube rack 18/8 stainless steel, diameter 16 mm | 38.26 | 5 | 5 | 0
4 | Provincial hospital | 1 | 535 | Tonometer, ophthalmic | 4907.56 | 1 | 5 | 5 | 538 | 1 | Test tube rack 18/8 stainless steel, diameter 35 mm | 31.42 | 5 | 5 | 0
5 | Central hospital | 1 | 535 | Tonometer, ophthalmic | 4907.56 | 1 | 5 | 5 | 538 | 1 | Safety gas burner with glass chimney, footswitch for temporary ignition | 573.85 | 2 | 5 | 0
4 | Provincial hospital | 1 | 536 | Tourniquet, pneumatic | 2000 | 1 | 5 | 5 | 538 | 1 | Safety gas tubing with safety clamps on both ends, inner diameter 9mm | 40.99 | 2 | 5 | 0
5 | Central hospital | 1 | 536 | Tourniquet, pneumatic | 2000 | 1 | 5 | 5 | 538 | 1 | Inoculation loops, Platinum/Iridium wire, closed, 10 �l | 122.97 | 6 | 5 | 0
4 | Provincial hospital | 1 | 537 | Training aid, physical, standing frame | 0 | 1 | 5 | 5 | 538 | 1 | Loop holder | 9.56 | 12 | 5 | 0
5 | Central hospital | 1 | 537 | Training aid, physical, standing frame | 0 | 1 | 5 | 5 | 538 | 1 | Racks for loop holder | 16.4 | 4 | 5 | 0
3 | District hospital | 1 | 538 | Transducer assembly, ultrasound, diagnostic, extracorporeal, mounted |  | 1 | 5 | 5 | 538 | 1 | Stainless steel bucket with lid, capacity 10L | 150.29 | 5 | 5 | 0
4 | Provincial hospital | 1 | 538 | Transducer assembly, ultrasound, diagnostic, extracorporeal, mounted | 0 | 1 | 5 | 5 | 538 | 1 | Discard bottle, stainless steel or thick walled glass with screw cap | 4.1 | 5 | 5 | 0
5 | Central hospital | 1 | 538 | Transducer assembly, ultrasound, diagnostic, extracorporeal, mounted | 0 | 1 | 5 | 5 | 538 | 1 | Funnel, stainless steel 18/8, top diameter 120 mm | 18.45 | 3 | 5 | 0
4 | Provincial hospital | 1 | 539 | Transport boxes for specimens meeting WHO requirements of P650 package | 20.49 | 10 | 5 | 5 | 538 | 1 | Safety box, PP, approx 3 L, for all sharps | 4.24 | 25 | 5 | 0
5 | Central hospital | 1 | 539 | Transport boxes for specimens meeting WHO requirements of P650 package | 20.49 | 10 | 5 | 5 | 538 | 1 | Laboratory chair, disinfectable, 5 wheels, no arm rests | 245.93 | 2 | 5 | 0
5 | Central hospital | 1 | 540 | Trephine, bone | 0 | 1 | 5 | 5 | 538 | 1 | Incubator | 9290.84 | 2 | 5 | 0
4 | Provincial hospital | 1 | 541 | Tripod stand | 16.4 | 1 | 5 | 5 | 538 | 1 | Centrifuge | 8880.95 | 1 | 5 | 0
5 | Central hospital | 1 | 541 | Tripod stand | 16.4 | 1 | 5 | 5 | 538 | 1 | Centrifuge rotor | 1229.67 | 1 | 5 | 0
3 | District hospital | 1 | 542 | Tripod stand for waste bags of 2 litres | 10.25 | 5 | 5 | 5 | 538 | 1 | Centrifuge rotor buckets | 409.89 | 4 | 5 | 0
4 | Provincial hospital | 1 | 542 | Tripod stand for waste bags of 2 litres | 10.25 | 5 | 5 | 5 | 538 | 1 | Aerosol tight lids for rotor buckets | 136.63 | 4 | 5 | 0
5 | Central hospital | 1 | 542 | Tripod stand for waste bags of 2 litres | 10.25 | 5 | 5 | 5 | 538 | 1 | Reducing adapter for 50 ml centrifuge tubes | 109.3 | 4 | 5 | 0
2 | Health center | 1 | 543 | Trolley, resuscitation | 17856.31 | 3 | 5 | 5 | 538 | 1 | Reducing adapter for 15 ml/12 ml centrifuge tubes | 109.3 | 4 | 5 | 0
3 | District hospital | 1 | 543 | Trolley, resuscitation | 17856.31 | 8 | 5 | 5 | 538 | 1 | Autoclave | 15029.3 | 2 | 5 | 0
4 | Provincial hospital | 1 | 543 | Trolley, resuscitation | 17856.31 | 23 | 5 | 5 | 538 | 1 | Autoclave control unit for fully automated process control | 3005.86 | 2 | 5 | 0
5 | Central hospital | 1 | 543 | Trolley, resuscitation | 17856.31 | 30 | 5 | 5 | 538 | 1 | Exhaust air filtration system for autoclave | 3552.38 | 1 | 5 | 0
4 | Provincial hospital | 1 | 544 | Trolley, general-purpose | 323.72 | 22 | 5 | 5 | 538 | 1 | Autoclave control unit for sterilization of liquids, including temperature probe | 3361.1 | 1 | 5 | 0
5 | Central hospital | 1 | 544 | Trolley, general-purpose | 323.72 | 27 | 5 | 5 | 538 | 1 | Autoclave recooling system to shorten the time of liquid sterilization | 3415.75 | 1 | 5 | 0
2 | Health center | 1 | 545 | Trolley, instrument | 142.16 | 1 | 5 | 5 | 538 | 1 | Wire baskets or stainless steel buckets for autoclave | 245.93 | 2 | 5 | 0
3 | District hospital | 1 | 545 | Trolley, instrument | 142.16 | 5 | 5 | 5 | 538 | 1 | Wire baskets with drip tray for autoclave | 478.21 | 2 | 5 | 0
4 | Provincial hospital | 1 | 545 | Trolley, instrument | 142.16 | 11 | 5 | 5 | 538 | 1 | Hot-air oven | 3825.64 | 1 | 5 | 0
5 | Central hospital | 1 | 545 | Trolley, instrument | 142.16 | 16 | 5 | 5 | 538 | 1 | Optional Ion exchanger cartridge, flow rate approx. 950 L/h | 1093.04 | 2 | 5 | 0
4 | Provincial hospital | 1 | 546 | Trolley, isolation | 214.8 | 1 | 5 | 5 | 538 | 1 | Conductivity measuring device for laboratory grade water, digital | 437.22 | 2 | 5 | 0
5 | Central hospital | 1 | 546 | Trolley, isolation | 214.8 | 2 | 5 | 5 | 538 | 1 | Ion exchanger resin for laboratory grade water, pack of 5x10 L resin | 81.98 | 5 | 5 | 0
4 | Provincial hospital | 1 | 547 | Trolley, linen/laundry | 52.79 | 16 | 5 | 5 | 538 | 1 | Water distiller | 1776.19 | 1 | 5 | 0
5 | Central hospital | 1 | 547 | Trolley, linen/laundry | 52.79 | 22 | 5 | 5 | 538 | 1 | Balloon high-density poyethylene (HDPE) with discharge cock, 30 liters | 81.98 | 1 | 5 | 0
2 | Health center | 1 | 548 | Trolley, medication | 214.8 | 1 | 5 | 5 | 538 | 1 | Balloon high-density poyethylene (HDPE) with discharge cock, 10 liters | 54.65 | 4 | 5 | 0
3 | District hospital | 1 | 548 | Trolley, medication | 214.8 | 7 | 5 | 5 | 538 | 1 | Stop cock, winding for HDPE balloon | 4.44 | 10 | 5 | 0
4 | Provincial hospital | 1 | 548 | Trolley, medication | 214.8 | 8 | 5 | 5 | 538 | 1 | Racks for test tubes, PP, autoclavable, 60 positions | 10.93 | 12 | 5 | 0
5 | Central hospital | 1 | 548 | Trolley, medication | 214.8 | 11 | 5 | 5 | 538 | 1 | Alarm clock / digital timer, 4 digits | 27.33 | 1 | 5 | 0
3 | District hospital | 1 | 549 | Trolley, mortuary | 1447.21 | 2 | 5 | 5 | 538 | 1 | Safety-Pipetting Ball, standard | 3.42 | 10 | 5 | 0
4 | Provincial hospital | 1 | 549 | Trolley, mortuary | 1447.21 | 2 | 5 | 5 | 538 | 1 | Automated pipetting aid, battery capacity for 8 h work, 200 g weight | 478.21 | 2 | 5 | 0
5 | Central hospital | 1 | 549 | Trolley, mortuary | 1447.21 | 2 | 5 | 5 | 538 | 1 | Pipette washer | 170.79 | 1 | 5 | 0
3 | District hospital | 1 | 550 | Ultrasonic bath | 1639.56 | 1 | 5 | 5 | 538 | 1 | Transport boxes for specimens meeting WHO requirements of P650 package | 20.49 | 10 | 5 | 0
4 | Provincial hospital | 1 | 550 | Ultrasonic bath | 1639.56 | 1 | 5 | 5 | 538 | 1 | Electronic maxima-minima-thermometers, two channels, thin cable with sensor, battery, measuring range -50�C/+60�C | 27.33 | 10 | 5 | 0
5 | Central hospital | 1 | 550 | Ultrasonic bath | 1639.56 | 1 | 5 | 5 | 538 | 1 | Electronic maxima-minima-thermometers, two channels, battery, measuring range -10�C/+50�C | 27.33 | 10 | 5 | 0
4 | Provincial hospital | 1 | 551 | Ultrasound system, imaging, cardiovascular | 311468.47 | 1 | 5 | 5 | 538 | 1 | Dispenser for 1000 ml bottle for liquid soap, for wall mounting, 1 per sink | 68.32 | 2 | 5 | 0
5 | Central hospital | 1 | 551 | Ultrasound system, imaging, cardiovascular | 311468.47 | 2 | 5 | 5 | 538 | 1 | Dispenser for hand towels, for wall mounting, 1 per sink | 47.82 | 2 | 5 | 0
3 | District hospital | 1 | 552 | Ultrasound system, imaging, general-purpose | 54316.86 | 1 | 5 | 5 | 538 | 1 | Goggles, according to EN 166 and EN 170, frame adjustable, integrated side and top protection, total weight <40 g | 8.2 | 5 | 5 | 0
4 | Provincial hospital | 1 | 552 | Ultrasound system, imaging, general-purpose | 54316.86 | 3 | 5 | 5 | 538 | 1 | Emergency spill-kit | 34.16 | 1 | 5 | 0
5 | Central hospital | 1 | 552 | Ultrasound system, imaging, general-purpose | 54316.86 | 5 | 5 | 5 | 538 | 1 | First aid kit | 327.91 | 1 | 5 | 0
3 | District hospital | 1 | 553 | Ultrasound system, imaging, obstetric/gynaecological | 10000 | 1 | 5 | 5 | 538 | 1 | Anemometer | 2049.45 | 1 | 5 | 0
4 | Provincial hospital | 1 | 553 | Ultrasound system, imaging, obstetric/gynaecological | 10000 | 3 | 5 | 5 | 538 | 1 | Analytical balance | 4782.05 | 1 | 5 | 0
5 | Central hospital | 1 | 553 | Ultrasound system, imaging, obstetric/gynaecological | 10000 | 3 | 5 | 5 | 538 | 1 | pH meter | 819.78 | 1 | 5 | 0
4 | Provincial hospital | 1 | 554 | Ultrasound system, imaging, ophthalmic | 4000 | 1 | 5 | 5 | 538 | 1 | Bunsen burner with fine tuning | 143.46 | 1 | 5 | 0
5 | Central hospital | 1 | 554 | Ultrasound system, imaging, ophthalmic | 4000 | 1 | 5 | 5 | 538 | 1 | Tripod stand | 16.4 | 1 | 5 | 0
4 | Provincial hospital | 1 | 555 | Ultrasound system, non-imaging, Doppler blood-flow measurement | 751.83 | 1 | 5 | 5 | 538 | 1 | Water bath, capacity approximately 20 L | 1502.93 | 1 | 5 | 0
5 | Central hospital | 1 | 555 | Ultrasound system, non-imaging, Doppler blood-flow measurement | 751.83 | 1 | 5 | 5 | 538 | 1 | Magnetic stirrer | 580.68 | 1 | 5 | 0
4 | Provincial hospital | 1 | 556 | UPS for BSC | 1639.56 | 2 | 5 | 5 | 538 | 1 | Magnetic stirring bars, round-shaped, polytetrafluorethylen (PTFE) coated. Set of 10: 1x 15 mm, 2X 20 mm, 2x 25 mm, 1x 30 mm, 2x 40 mm, 2x 50 mm length. | 68.32 | 1 | 5 | 0
5 | Central hospital | 1 | 556 | UPS for BSC | 1639.56 | 2 | 5 | 5 | 538 | 1 | Sterile filling station of culture media, consisting of 1000 ml Squibb sedimentation funnels or cylindric dropping funnels, with tube for pressure exchange, stopcocks made of glass and Teflon stopper, outlet diameter 4 mm | 68.32 | 3 | 5 | 0
1 | Health post | 2 | 557 | Urinals | 33 | 20 | 5 | 5 | 538 | 1 | Stative for Squibb sedimentation funnels consisting of plate, rod and clamp | 136.63 | 3 | 5 | 0
2 | Health center | 2 | 557 | Urinals | 33 | 20 | 5 | 5 | 538 | 1 | Inspissator for coagulation of egg-based culture media | 8197.8 | 1 | 5 | 0
3 | District hospital | 2 | 557 | Urinals | 33 | 20 | 5 | 5 | 538 | 1 | Refrigerator with freezing department | 819.78 | 1 | 5 | 0
4 | Provincial hospital | 2 | 557 | Urinals | 33 | 20 | 5 | 5 | 538 | 1 | Refrigerator | 409.89 | 2 | 5 | 0
5 | Central hospital | 2 | 557 | Urinals | 33 | 20 | 5 | 5 | 538 | 1 | Stainless steel funnel, short wide stem with air drain, diameter 150 mm on top | 13.66 | 5 | 5 | 0
3 | District hospital | 1 | 558 | Utility supply system, dental treatment | 2172.67 | 1 | 5 | 5 | 538 | 1 | Swan neck bottles (PE flask, narrow neck with screw cap and water dispenser) set of one each 250, 500, 1000ml | 16.4 | 5 | 5 | 0
4 | Provincial hospital | 1 | 558 | Utility supply system, dental treatment | 2172.67 | 1 | 5 | 5 | 538 | 1 | Bowl, plastic, 500 x 350 mm | 2.73 | 5 | 5 | 0
5 | Central hospital | 1 | 558 | Utility supply system, dental treatment | 2172.67 | 1 | 5 | 5 | 538 | 1 | Erlenmeyer flasks, borosilicate 3.3, wide neck, graduated, autoclavable, 2000 ml | 34.16 | 2 | 5 | 0
4 | Provincial hospital | 1 | 559 | Vacuum tube, 3m | 27.33 | 1 | 5 | 5 | 538 | 1 | Erlenmeyer flasks, borosilicate 3.3, wide neck, graduated, autoclavable, 1000 ml | 163.96 | 10 | 5 | 0
5 | Central hospital | 1 | 559 | Vacuum tube, 3m | 27.33 | 1 | 5 | 5 | 538 | 1 | Erlenmeyer flasks, borosilicate 3.3, wide neck, autoclavable, 500 ml | 81.98 | 10 | 5 | 0
4 | Provincial hospital | 1 | 560 | Ventilator, adult | 37167.35 | 5 | 5 | 5 | 538 | 1 | Erlenmeyer flasks, borosilicate 3.3, wide neck, graduated, autoclavable, 250 ml | 61.48 | 10 | 5 | 0
5 | Central hospital | 1 | 560 | Ventilator, adult | 37167.35 | 8 | 5 | 5 | 538 | 1 | Erlenmeyer flasks, borosilicate 3.3, wide neck, graduated, 100 ml, pack. unit 10 | 54.65 | 20 | 5 | 0
5 | Central hospital | 1 | 561 | Ventilator, high frequency | 60593.83 | 2 | 5 | 5 | 538 | 1 | Erlenmeyer flasks, borosilicate 3.3, wide neck, graduated, autoclavable, 50 ml | 54.65 | 20 | 5 | 0
4 | Provincial hospital | 1 | 562 | Ventilator, neonatal/paediatric | 37167.35 | 6 | 5 | 5 | 538 | 1 | Measuring cylinder, class A; TPX, autoclavable, 1000 ml, graduated 10.0 ml | 22.27 | 5 | 5 | 0
5 | Central hospital | 1 | 562 | Ventilator, neonatal/paediatric | 37167.35 | 6 | 5 | 5 | 538 | 1 | Measuring cylinder, class A; TPX, autoclavable, 500 ml, graduated 5.0 ml | 14.35 | 5 | 5 | 0
4 | Provincial hospital | 1 | 563 | Ventilator, transportable | 38609.93 | 1 | 5 | 5 | 538 | 1 | Measuring cylinder, class A; TPX, autoclavable, 250 ml, graduated 2.0 ml | 9.5 | 5 | 5 | 0
5 | Central hospital | 1 | 563 | Ventilator, transportable | 38609.93 | 9 | 5 | 5 | 538 | 1 | Measuring cylinder, class A; TPX, autoclavable, 100 ml, graduated 1.0 ml | 6.15 | 5 | 5 | 0
2 | Health center | 1 | 564 | View box, diagnostic imaging, non-motorized | 63.59 | 2 | 5 | 5 | 538 | 1 | Measuring cylinder, class A; TPX, autoclavable, 50 ml, graduated 1.0 ml | 4.65 | 5 | 5 | 0
3 | District hospital | 1 | 564 | View box, diagnostic imaging, non-motorized | 63.59 | 5 | 5 | 5 | 538 | 1 | Thick-walled glass flask for preparation of culture medium; with flanged rim; 2500 ml | 58.75 | 6 | 5 | 0
4 | Provincial hospital | 1 | 564 | View box, diagnostic imaging, non-motorized | 63.59 | 1 | 5 | 5 | 538 | 1 | Thick walled bottles, borosilicate 3.3, graduated, transparent, PP ring and cap, 2000 ml | 24.59 | 3 | 5 | 0
5 | Central hospital | 1 | 564 | View box, diagnostic imaging, non-motorized | 63.59 | 7 | 5 | 5 | 538 | 1 | Thick walled bottles, borosilicate 3.3, graduated, transparent, PP ring and cap, 1000 ml | 14.35 | 10 | 5 | 0
4 | Provincial hospital | 1 | 565 | View box, x-ray | 63.59 | 27 | 5 | 5 | 538 | 1 | Thick walled bottles, borosilicate 3.3, graduated, transparent, PP ring and cap, 500 ml; | 9.29 | 5 | 5 | 0
5 | Central hospital | 1 | 565 | View box, x-ray | 63.59 | 37 | 5 | 5 | 538 | 1 | Thick walled bottles, borosilicate 3.3, graduated, amber, PP ring and cap, 11000 ml | 16.4 | 3 | 5 | 0
2 | Health center | 1 | 566 | Walking crutch, axillary | 0 | 1 | 5 | 5 | 538 | 1 | Thick walled bottles, borosilicate 3.3, graduated, amber, PP ring and cap, 1, 2000 ml | 27.33 | 2 | 5 | 0
2 | Health center | 1 | 567 | Washer, decontamination, utensil | 38799.65 | 1 | 5 | 5 | 538 | 1 | Screw caps with weld in PFTE membrane, 0.2 �m pore size, autoclavable to 140 �C | 3.01 | 10 | 5 | 0
3 | District hospital | 1 | 567 | Washer, decontamination, utensil | 38799.65 | 1 | 5 | 5 | 538 | 1 | Laboratory beaker, EFTE, low form with graduation and spout, 2000 ml | 136.63 | 3 | 5 | 0
4 | Provincial hospital | 1 | 567 | Washer, decontamination, utensil | 38799.65 | 2 | 5 | 5 | 538 | 1 | Laboratory beaker, EFTE, low form with graduation and spout, 1000 ml | 68.32 | 3 | 5 | 0
5 | Central hospital | 1 | 567 | Washer, decontamination, utensil | 38799.65 | 4 | 5 | 5 | 538 | 1 | Laboratory beaker, EFTE, low form with graduation and spout, 600 ml | 54.65 | 10 | 5 | 0
2 | Health center | 1 | 568 | Washer, decontamination/sanitizing | 38799.65 | 1 | 5 | 5 | 538 | 1 | Laboratory beaker, EFTE, low form with graduation and spout, 250 ml | 24.59 | 10 | 5 | 0
3 | District hospital | 1 | 568 | Washer, decontamination/sanitizing | 38799.65 | 5 | 5 | 5 | 538 | 1 | Laboratory beaker, EFTE, low form with graduation and spout, 100 ml | 15.03 | 10 | 5 | 0
4 | Provincial hospital | 1 | 568 | Washer, decontamination/sanitizing | 38799.65 | 11 | 5 | 5 | 538 | 1 | Laboratory glassware drying rack, wall mounted; polystyrene; minimum 24 pegs | 184.45 | 1 | 5 | 0
5 | Central hospital | 1 | 568 | Washer, decontamination/sanitizing | 38799.65 | 19 | 5 | 5 | 538 | 1 | Funnel, soda lime glass, plain, short stem, d = 75 mm | 6.83 | 5 | 5 | 0
3 | District hospital | 1 | 569 | Waste disposal unit, cytotoxic | 3.13 | 5 | 5 | 5 | 538 | 1 | Funnel, soda lime glass, plain, short stem, d = 125 mm | 10.93 | 5 | 5 | 0
4 | Provincial hospital | 1 | 569 | Waste disposal unit, cytotoxic | 3.13 | 12 | 5 | 5 | 538 | 1 | Powder funnel , diameter 100mm | 10.93 | 5 | 5 | 0
5 | Central hospital | 1 | 569 | Waste disposal unit, cytotoxic | 3.13 | 16 | 5 | 5 | 538 | 1 | Glass beads, massive glass, 5 mm diameter | 34.16 | 2 | 5 | 0
5 | Central hospital | 1 | 570 | Waste disposal unit, radioactive | 1256.1 | 1 | 5 | 5 | 538 | 1 | Glass beads, massive glass, 3 mm diameter | 34.16 | 1 | 5 | 0
1 | Health post | 1 | 571 | Waste disposal unit, sharp | 5.27 | 2 | 5 | 5 | 538 | 1 | Thick walled Pyrex tubes with ISO winding and autoclavable screw cap with tight gasket, 16x100 mm; package of 100 | 109.3 | 10 | 5 | 0
2 | Health center | 1 | 571 | Waste disposal unit, sharp | 5.27 | 10 | 5 | 5 | 538 | 1 | Strainer, stainless steel, 1 grip, 2 eyes, diameter 20 cm | 21.86 | 1 | 5 | 0
3 | District hospital | 1 | 571 | Waste disposal unit, sharp | 5.27 | 20 | 5 | 5 | 538 | 1 | Forceps; pointed; straight; 18/8 stainless steel, polished | 9.39 | 5 | 5 | 0
4 | Provincial hospital | 1 | 571 | Waste disposal unit, sharp | 5.27 | 68 | 5 | 5 | 538 | 1 | Optional: Laboratory washer-disinfector for laboratory glass, 2 baskets | 5055.31 | 1 | 5 | 0
5 | Central hospital | 1 | 571 | Waste disposal unit, sharp | 5.27 | 90 | 5 | 5 | 538 | 1 | Separate water supply for deionised water with conductivity measure R 3/4" with digital display and hose-set for in-and outflow | 929.08 | 1 | 5 | 0
1 | Health post | 2 | 572 | waste disposal with pedal | 46 | 12 | 5 | 5 | 538 | 1 | Aqua purificator cabinet for two de-mineralising cartridges | 409.89 | 1 | 5 | 0
2 | Health center | 2 | 572 | waste disposal with pedal | 46 | 12 | 5 | 5 | 538 | 1 | TB Laboratory Equipment - DST | 0 | 0 | 0 | 0 | 0
3 | District hospital | 2 | 572 | waste disposal with pedal | 46 | 12 | 5 | 5 | 538 | 1 | Desiccator, borosilicate glass, inner diameter 150-200 mm, lid with thread GL 32 | 273.26 | 2 | 5 | 0
4 | Provincial hospital | 2 | 572 | waste disposal with pedal | 46 | 12 | 5 | 5 | 538 | 1 | Membrane vacuum pump for desiccator, pressure endpoint < 20 mbar | 1093.04 | 1 | 5 | 0
5 | Central hospital | 2 | 572 | waste disposal with pedal | 46 | 12 | 5 | 5 | 538 | 1 | Woulff flask consisting of borosilicate glass, 1000 ml with thread GL 45 screw cap | 47.82 | 1 | 5 | 0
4 | Provincial hospital | 1 | 573 | Water bath, capacity approximately 20 L | 1502.93 | 1 | 5 | 5 | 538 | 1 | Vacuum tube, 3m | 27.33 | 1 | 5 | 0
5 | Central hospital | 1 | 573 | Water bath, capacity approximately 20 L | 1502.93 | 1 | 5 | 5 | 538 | 1 | Precision balance | 1366.3 | 1 | 5 | 0
4 | Provincial hospital | 1 | 574 | Water distiller | 1776.19 | 1 | 5 | 5 | 538 | 1 | Sterile filling station of culture media, consisting of 250 ml Squibb sedimentation funnels or cylindric dropping funnels, with tube for pressure exchange, stopcocks made of glass and Teflon stopper, outlet diameter 4 mm | 40.99 | 7 | 5 | 0
5 | Central hospital | 1 | 574 | Water distiller | 1776.19 | 1 | 5 | 5 | 538 | 1 | Refrigerator with freezing department | 819.78 | 1 | 5 | 0
3 | District hospital | 1 | 575 | Water jet pistol | 334.17 | 1 | 5 | 5 | 538 | 1 | Refrigerator | 409.89 | 1 | 5 | 0
4 | Provincial hospital | 1 | 575 | Water jet pistol | 334.17 | 2 | 5 | 5 | 538 | 1 | Optional: Chest freezer, 70 litres, temperature range: -18 �C to - 28 �C, complete with cassettes and racks | 1366.3 | 1 | 5 | 0
5 | Central hospital | 1 | 575 | Water jet pistol | 334.17 | 4 | 5 | 5 | 538 | 1 | Pipettes 1 ml, glass, graduated 0,01 ml, conformity certified, pack of 10 pieces | 27.33 | 3 | 5 | 0
4 | Provincial hospital | 1 | 576 | Water purification filter, charcoal | 0 | 1 | 5 | 5 | 538 | 1 | Pipettes 2 ml, glass, graduated 0,02 ml, conformity certified, pack of 10 pieces | 28.69 | 3 | 5 | 0
5 | Central hospital | 1 | 576 | Water purification filter, charcoal | 0 | 1 | 5 | 5 | 538 | 1 | Pipettes 10 ml, glass, graduated 0,05 ml, conformity certified, pack of 10 pieces | 30.06 | 3 | 5 | 0
4 | Provincial hospital | 1 | 577 | Water purification filter, particulate | 0 | 1 | 5 | 5 | 538 | 1 | Pipettes 5 ml, glass, graduated 0,1 ml, conformity certified, pack of 10 pieces | 31.42 | 3 | 5 | 0
5 | Central hospital | 1 | 577 | Water purification filter, particulate | 0 | 1 | 5 | 5 | 538 | 1 | Pipette box aluminium with lid, autoclavable, suitable for 35 cm long pipettes | 136.63 | 10 | 5 | 0
4 | Provincial hospital | 1 | 578 | Water purification system, reverse osmosis | 290.5 | 1 | 5 | 5 | 538 | 1 | TB Laboratory Equipment - Additional items for Culture and DST | 0 | 0 | 0 | 0
5 | Central hospital | 1 | 578 | Water purification system, reverse osmosis | 290.5 | 1 | 5 | 5 | 538 | 1 | Automated analyser for liquid culture media with growth detection based on a fluorescent signal, 960 vials | 79655.29 | 2 | 5 | 0
4 | Provincial hospital | 1 | 579 | Water purification system, ultraviolet | 500 | 1 | 5 | 5 | 538 | 1 | Automated analyser for liquid culture media with growth detection based on a fluorescent signal, 960 vials | 39827.65 | 2 | 5 | 0
5 | Central hospital | 1 | 579 | Water purification system, ultraviolet | 500 | 1 | 5 | 5 | 42 | 2 | shelf | 108 | 5 | 5 | 0
1 | Health post | 2 | 580 | Wheelchair, <specify> | 405 | 17 | 5 | 5 | 42 | 2 | shelf with racks | 126 | 4 | 5 | 1
2 | Health center | 2 | 580 | Wheelchair, <specify> | 405 | 17 | 5 | 5 | 42 | 2 | shelf with racks | 144 | 12 | 5 | 0
3 | District hospital | 2 | 580 | Wheelchair, <specify> | 405 | 17 | 5 | 5 | 42 | 2 | shelf with | 108 | 4 | 5 | 0
4 | Provincial hospital | 2 | 580 | Wheelchair, <specify> | 405 | 17 | 5 | 5 | 42 | 2 | file cabinet 4 drawers | 155 | 1 | 5 | 0
5 | Central hospital | 2 | 580 | Wheelchair, <specify> | 405 | 17 | 5 | 5 | 42 | 2 | secretary chair | 45 | 12 | 5 | 0
1 | Health post | 1 | 581 | Wheelchair, attendant driven, collapsible | 268.68 | 1 | 5 | 5 | 42 | 2 | Stools, Adjustable | 54 | 5 | 5 | 0
2 | Health center | 1 | 581 | Wheelchair, attendant driven, collapsible | 268.68 | 3 | 5 | 5 | 42 | 2 | chair | 54 | 15 | 5 | 0
3 | District hospital | 1 | 581 | Wheelchair, attendant driven, collapsible | 268.68 | 4 | 5 | 5 | 42 | 2 | stool, revolving | 35 | 15 | 5 | 0
4 | Provincial hospital | 1 | 581 | Wheelchair, attendant driven, collapsible | 268.68 | 11 | 5 | 5 | 42 | 2 | stool, revolving with backrest | 68 | 22 | 5 | 0
5 | Central hospital | 1 | 581 | Wheelchair, attendant driven, collapsible | 268.68 | 15 | 5 | 5 | 42 | 2 | bath,trough | 270 | 1 | 5 | 0
4 | Provincial hospital | 1 | 582 | Wire baskets or stainless steel buckets for autoclave | 245.93 | 2 | 5 | 5 | 42 | 2 | step stool | 52 | 10 | 5 | 0
5 | Central hospital | 1 | 582 | Wire baskets or stainless steel buckets for autoclave | 245.93 | 2 | 5 | 5 | 42 | 2 | bars, paralel for rehabilitation | 819 | 1 | 5 | 0
4 | Provincial hospital | 1 | 583 | Wire baskets with drip tray for autoclave | 478.21 | 2 | 5 | 5 | 42 | 2 | ergometer | 0 | 3 | 5 | 0
5 | Central hospital | 1 | 583 | Wire baskets with drip tray for autoclave | 478.21 | 2 | 5 | 5 | 42 | 2 | hamper | 68 | 109 | 5 | 0
3 | District hospital | 1 | 584 | Workstation, diagnostic x-ray system | 12058.34 | 1 | 5 | 5 | 42 | 2 | waste disposal with pedal | 46 | 12 | 5 | 0
4 | Provincial hospital | 1 | 584 | Workstation, diagnostic x-ray system | 12058.34 | 1 | 5 | 5 | 42 | 2 | cart, dressing | 396 | 16 | 5 | 0
5 | Central hospital | 1 | 584 | Workstation, diagnostic x-ray system | 12058.34 | 2 | 5 | 5 | 42 | 2 | Carts, Linen/Laundry | 167 | 27 | 5 | 0
3 | District hospital | 1 | 585 | Workstation, ultrasound system | 12058.34 | 1 | 5 | 5 | 42 | 2 | carts, supermarket for sterilized | 360 | 3 | 5 | 0
4 | Provincial hospital | 1 | 586 | Woulff flask consisting of borosilicate glass, 1000 ml with thread GL 45 screw cap | 47.82 | 1 | 5 | 5 | 42 | 2 | wheel cart | 540 | 8 | 5 | 0
5 | Central hospital | 1 | 586 | Woulff flask consisting of borosilicate glass, 1000 ml with thread GL 45 screw cap | 47.82 | 1 | 5 | 5 | 42 | 2 | Hampers | 32 | 22 | 5 | 0
5 | Central hospital | 1 | 587 | X- Ray System | 15000 | 3 | 5 | 5 | 42 | 2 | cushion, therapeutic exercises | 180 | 1 | 5 | 0
4 | Provincial hospital | 1 | 588 | X-ray compression device, mammography | 490738.97 | 1 | 5 | 5 | 42 | 2 | Toileting assistive products | 63 | 100 | 5 | 0
5 | Central hospital | 1 | 588 | X-ray compression device, mammography | 490738.97 | 1 | 5 | 5 | 42 | 2 | infant bedpan | 63 | 17 | 5 | 0
4 | Provincial hospital | 1 | 589 | X-ray generator, diagnostic, mobile | 20000 | 5 | 5 | 5 | 42 | 2 | Curtain, general-purpose, single use | 101 | 39 | 5 | 0
5 | Central hospital | 1 | 589 | X-ray generator, diagnostic, mobile | 20000 | 7 | 5 | 5 | 42 | 2 | bucket, inox | 46 | 32 | 5 | 0
5 | Central hospital | 1 | 590 | x-Ray System Mobile | 46440.92 | 1 | 5 | 5 | 42 | 2 | steps, finger rehabilitation | 144 | 2 | 5 | 0
4 | Provincial hospital | 1 | 591 | X-ray system, diagnostic, computed tomography, full-body | 1036913.54 | 1 | 5 | 5 | 42 | 2 | steps and ramp rehab | 666 | 1 | 5 | 0
5 | Central hospital | 1 | 591 | X-ray system, diagnostic, computed tomography, full-body | 1036913.54 | 1 | 5 | 5 | 42 | 2 | desk, physician | 135 | 11 | 5 | 0
5 | Central hospital | 1 | 592 | X-ray system, diagnostic, fluoroscopic, angiographic, stationary, digital | 1206949.8 | 1 | 5 | 5 | 42 | 2 | computer terminals, hospital inf system | 1350 | 17 | 5 | 0
4 | Provincial hospital | 1 | 593 | X-ray system, diagnostic, fluoroscopic, general-purpose, portable, digital | 206404.07 | 1 | 5 | 5 | 42 | 2 | Table, instrument | 180 | 3 | 5 | 0
5 | Central hospital | 1 | 593 | X-ray system, diagnostic, fluoroscopic, general-purpose, portable, digital | 206404.07 | 1 | 5 | 5 | 42 | 2 | table, mayo | 108 | 11 | 5 | 0
3 | District hospital | 1 | 594 | X-ray system, diagnostic, fluoroscopic, general-purpose, stationary, digital | 0 | 1 | 5 | 5 | 42 | 2 | table, pasteur | 180 | 43 | 5 | 0
4 | Provincial hospital | 1 | 594 | X-ray system, diagnostic, fluoroscopic, general-purpose, stationary, digital |  | 1 | 5 | 5 | 42 | 2 | table, kydney | 180 | 1 | 5 | 0
5 | Central hospital | 1 | 594 | X-ray system, diagnostic, fluoroscopic, general-purpose, stationary, digital |  | 1 | 5 | 5 | 42 | 2 | Urinals | 33 | 20 | 5 | 0
2 | Health center | 1 | 595 | X-ray system, diagnostic, general-purpose, stationary, analogue | 0 | 1 | 5 | 5 | 42 | 2 | hanger, radiological aprons | 23 | 1 | 5 | 0
3 | District hospital | 1 | 595 | X-ray system, diagnostic, general-purpose, stationary, analogue | 0 | 1 | 5 | 5 | 42 | 2 | Toileting assistive products | 81 | 20 | 5 | 0
4 | Provincial hospital | 1 | 596 | X-ray system, diagnostic, general-purpose, stationary, digital | 25000 | 1 | 5 | 5 | 42 | 2 | Intravenous hanger | 54 | 84 | 5 | 0
5 | Central hospital | 1 | 596 | X-ray system, diagnostic, general-purpose, stationary, digital | 25000 | 1 | 5 | 5 | 42 | 2 | clock, wall | 45 | 2 | 5 | 0
4 | Provincial hospital | 1 | 597 | X-ray system, diagnostic, mammographic, stationary, digital | 50000 | 1 | 5 | 5 | 42 | 2 | rail, infusion | 41 | 31 | 5 | 0
5 | Central hospital | 1 | 597 | X-ray system, diagnostic, mammographic, stationary, digital | 50000 | 1 | 5 | 5 | 42 | 2 | Wheelchair, <specify> | 405 | 17 | 5 | 0
[8 empty] | 5 | 42 | 2 | Cabinets, Storage, Bedpan/Urinal | 743 | 1 | 5 | 0